## netbox_platforms
Name | Manufacturer | Devices | VMs | Description | ID | Slug | Config Template | Tags | Created | Last updated
Hyper-V |  | 1 | 0 | Microsoft Hyper-V Level 1 Hypervisor | 5 | hyper-v |  |  | 2024-06-04 14:08 | 2025-01-17 13:35
Ubuntu 22.04 |  | 0 | 2 |  | 2 | ubuntu-22-04 |  |  | 2024-01-22 21:08 | 2024-01-22 21:08
VMWare ESXi 8.0 |  | 0 | 0 |  | 4 | vmware-esxi |  |  | 2024-02-12 19:01 | 2024-02-12 19:01
Windows Server 2016 | Microsoft | 0 | 1 |  | 3 | windows-server-2016 |  |  | 2024-01-22 21:10 | 2024-01-22 21:10
Windows Server 2019 | Microsoft | 0 | 1 |  | 1 | windows-server-2019 |  |  | 2024-01-22 21:07 | 2024-01-22 21:07

## netbox_virtual machines
Name | Status | Site | Cluster | Role | VCPUs | Memory (MB) | Disk (GB) | IP Address | Description | ID | Device | Tenant | Tenant Group | Platform | IPv4 Address | IPv6 Address | Comments | Config Template | Contacts | Tags | Created | Last updated | Interfaces | zabbix_hostid | zabbix_latestData
LAB-DEV-01 | Active | Bureau principal | HYPERV-LABO | Server | 8.00 | 16384 |  | 10.240.14.80/24 | Serveur de développement. Contient quelques conteneurs Docker. | 1 | SRV-02 |  |  |  | 10.240.14.80/24 | [5 empty] | 2023-05-04 19:48 | 2025-01-17 18:41 | 1 | 10614 | https://zabbix.lab.productique.quebec/zabbix.php?action=latest.view&hostids[]=10614
LAB-ERP-01 | Active | Bureau principal | HYPERV-LABO | Server |  |  |  | 10.240.14.107/24 | Contient les solutions ERP du laboratoire. | 9 | SRV-02 |  |  |  | 10.240.14.107/24 |  | ## Liste des ERP - JobBOSS de ECI, installé en juin 2023 |  |  |  | 2023-05-26 20:12 | 2025-01-17 18:41 | 1 | 10610 | https://zabbix.lab.productique.quebec/zabbix.php?action=latest.view&hostids[]=10610
LAB-FAB-01 | Active | Bureau principal | HYPERV-LABO | Server |  |  |  | 10.240.14.74/24 | Machine virtuelle dédié à l'équipe Fabrication numérique | 4 | SRV-02 |  |  | Windows Server 2016 | 10.240.14.74/24 | [5 empty] | 2023-05-04 20:17 | 2025-01-17 18:41 | 1 | 10616 | https://zabbix.lab.productique.quebec/zabbix.php?action=latest.view&hostids[]=10616
LAB-LICENCES-01 | Active | Bureau principal | HYPERV-LABO | Server |  |  |  | 10.240.14.108/24 | Serveur de licences pour les produits utilisés dans le laboratoire | 3 | SRV-02 |  |  |  | 10.240.14.108/24 | [5 empty] | 2023-05-04 19:52 | 2025-01-17 18:41 | 1 | 10611 | https://zabbix.lab.productique.quebec/zabbix.php?action=latest.view&hostids[]=10611
LAB-PROD-04 | Active | Bureau principal | HYPERV-LABO | Server |  |  |  | 10.240.14.10/24 | Serveur Docker/Linux de production du laboratoire. | 15 | SRV-02 |  |  | Ubuntu 22.04 | 10.240.14.10/24 | [5 empty] | 2023-08-07 16:28 | 2025-01-17 18:41 | 1 | 10622 | https://zabbix.lab.productique.quebec/zabbix.php?action=latest.view&hostids[]=10622
LAB-TI-01 | Active | Bureau principal | HYPERV-LABO | Server |  |  |  | 10.240.14.115/24 | Contient les outils et services pour la gestion des TI dans le laboratoire. | 5 | SRV-02 |  |  | Ubuntu 22.04 | 10.240.14.115/24 | [5 empty] | 2023-05-04 20:23 | 2025-01-17 18:41 | 1 | 10084 | https://zabbix.lab.productique.quebec/zabbix.php?action=latest.view&hostids[]=10084
LAB-TI-02 | Active | Bureau principal | HYPERV-LABO | Server | 4.00 |  |  | 10.240.14.5/24 | Controlleur de domain AD DS et DNS. | 8 |  |  |  |  | 10.240.14.5/24 | [5 empty] | 2023-05-25 21:09 | 2025-01-17 18:41 | 1 | 10612 | https://zabbix.lab.productique.quebec/zabbix.php?action=latest.view&hostids[]=10612
Merkur-Synkro | Active | Bureau principal | HYPERV-LABO | Server |  |  |  | 10.240.14.100/24 | Contient les solutions MES du laboratoire. | 2 | SRV-02 |  |  |  | 10.240.14.100/24 |  | ## Liste des MES - Synkro de Merkur, installé en début 2023 |  |  |  | 2023-05-04 19:49 | 2025-01-17 18:41 | 1 | 10613 | https://zabbix.lab.productique.quebec/zabbix.php?action=latest.view&hostids[]=10613
PROD-01 | Active | Bureau principal | HYPERV-LABO | Server |  |  |  | 10.240.14.111/24 | Serveur de production. | 7 | SRV-02 |  |  | Windows Server 2019 | 10.240.14.111/24 | [5 empty] | 2023-05-10 19:38 | 2025-01-17 18:41 | 1 | 10609 | https://zabbix.lab.productique.quebec/zabbix.php?action=latest.view&hostids[]=10609
VWS-01 | Active | Bureau principal | HYPERV-LABO | PC |  |  | 150 | 10.240.14.16/24 | Virtual Workstation. Utilisé pour conception de JN et simulation. | 16 | SRV-02 |  |  |  | 10.240.14.16/24 | [5 empty] | 2023-11-15 14:24 | 2025-01-17 18:41 | 1
VWS-02 | Active | Bureau principal | HYPERV-LABO | PC | 8.00 | 16384 | 100 | 10.240.14.17/24 | Virtual WorkStation. | 17 | SRV-02 |  |  |  | 10.240.14.17/24 | [5 empty] | 2023-11-27 17:19 | 2025-01-17 18:41 | 1

## netbox_virtual machines interfa
Name | Virtual Machine | Enabled | Description | ID | MAC address | MTU | Mode | Tags | VRF | L2VPN | IP Addresses | FHRP Groups | Untagged VLAN | Tagged VLANs | Created | Last updated
Network adapter 1 | LAB-DEV-01 | TRUE |  | 1 | 00:0C:29:A6:5B:43 | [5 empty] | 10.240.14.80/24 |  |  |  | 2023-05-04 19:57 | 2023-05-04 20:19
Network adapter 1 | LAB-ERP-01 | TRUE |  | 9 | 00:0C:29:34:1A:BE | [5 empty] | 10.240.14.107/24 |  |  |  | 2023-05-26 20:14 | 2024-01-15 20:36
Network adapter 1 | LAB-FAB-01 | TRUE |  | 3 | 00:0C:29:1B:43:B3 | [5 empty] | 10.240.14.74/24 |  |  |  | 2023-05-04 20:18 | 2023-05-04 20:19
Network adapter 1 | LAB-LICENCES-01 | TRUE |  | 7 | 00:0C:29:C9:4D:64 | [5 empty] | 10.240.14.108/24 |  |  |  | 2023-05-18 21:10 | 2023-05-18 21:10
Network adapter 1 | LAB-PROD-04 | TRUE |  | 15 | 00:0C:29:3B:A2:B4 | [5 empty] | 10.240.14.10/24 |  |  |  | 2023-08-07 16:30 | 2023-08-07 16:30
Network adapter 1 | LAB-TI-01 | TRUE |  | 6 | 00:0C:29:8E:D3:FF | [5 empty] | 10.240.14.115/24 |  |  |  | 2023-05-18 21:07 | 2024-01-15 20:33
Network Adapter 1 | LAB-TI-02 | TRUE |  | 8 | 00:0C:29:03:03:5E | [5 empty] | 10.240.14.5/24 |  |  |  | 2023-05-25 21:10 | 2023-05-25 21:10
Network adapter 1 | Merkur-Synkro | TRUE |  | 2 | 00:0C:29:88:AC:2F | [5 empty] | 10.240.14.100/24 |  |  |  | 2023-05-04 20:05 | 2024-06-26 18:12
Network adapter 1 | PROD-01 | TRUE |  | 5 | 00:0C:29:B1:A8:F4 | [5 empty] | 10.240.14.111/24 |  |  |  | 2023-05-10 19:38 | 2024-06-26 18:13
VWS-01-VMNET0 | VWS-01 | TRUE |  | 16 | 00:0C:29:7B:37:89 | [5 empty] | 10.240.14.16/24 |  |  |  | 2023-11-15 18:02 | 2023-11-15 18:02
VWS-02-ETH0 | VWS-02 | TRUE |  | 17 | 00:0C:29:4A:2A:D1 | [5 empty] | 10.240.14.17/24 |  |  |  | 2023-11-27 19:16 | 2023-11-27 19:16

## netbox_IP ranges
Start address | End address | Size | VRF | Status | Role | Tenant | Description | ID | Tenant Group | Marked Utilized | Utilization | Comments | Tags | Created | Last updated
10.240.14.2/24 | 10.240.14.99/24 | 98 | Global | Active |  |  | Plage hors DHCP laboratoire | 4 |  | FALSE | 0.61 |  |  | 2023-10-17 16:16 | 2023-10-17 16:16
10.240.14.120/24 | 10.240.14.250/24 | 131 | Global | Active |  |  | plage DHCP du vlan cpiq | 3 |  | TRUE | 1 |  |  | 2023-05-08 17:36 | 2024-01-17 22:41
10.240.15.2/24 | 10.240.15.254/24 | 253 | Global | Active |  |  | vlan_cpiq_prod | 2 |  | FALSE | 0 |  |  | 2023-05-02 13:39 | 2023-05-18 16:04

## netbox_IP addresses
IP Address | VRF | Status | Role | Tenant | Assigned | DNS name | Description | Parent | ID | Tenant Group | NAT (Inside) | NAT (Outside) | Comments | Tags | Created | Last updated | Interface
10.240.14.3/24 | Global | Active |  |  | 17 | nas-01.lab.productique.quebec |  | SRV-01 | 38 | [5 empty] | 2023-05-08 16:55 | 2024-01-30 16:47 | Ethernet1
10.240.14.4/24 | Global | Active |  |  | 60 | esxi-02.lab.productique.quebec |  | SRV-02 | 280 | [5 empty] | 2025-01-17 14:46 | 2025-01-17 17:30 | vmnic0
10.240.14.5/24 | Global | Active |  |  | 8 | lab-ti-02.lab.productique.quebec |  | LAB-TI-02 | 40 | [5 empty] | 2023-05-08 16:55 | 2024-08-16 18:52 | Network Adapter 1
10.240.14.7/24 | Global | Active |  |  | 174 |  | Management Lenovo BMC | SRV-01 | 263 | [5 empty] | 2023-11-08 16:26 | 2023-12-18 17:47 | MGMT
10.240.14.8/24 | Global | Active |  |  | 173 |  |  | SRV-02 | 279 | [5 empty] | 2025-01-17 14:45 | 2025-01-17 14:45 | MGMT
10.240.14.10/24 | Global | Active |  |  | 15 |  |  | LAB-PROD-04 | 45 | [5 empty] | 2023-05-08 16:55 | 2023-08-07 16:30 | Network adapter 1
10.240.14.11/24 | Global | Active |  |  | 27 |  |  | PC-01 | 46 | [5 empty] | 2023-05-08 16:55 | 2023-05-18 15:18 | eth0
10.240.14.12/24 | Global | Active |  |  | 28 |  |  | PC-02 | 3 | [5 empty] | 2023-05-04 19:28 | 2023-05-18 15:51 | eth0
10.240.14.13/24 | Global | Active |  |  | 29 |  |  | PC-03 | 4 | [5 empty] | 2023-05-04 19:28 | 2023-05-18 15:54 | eth0
10.240.14.14/24 | Global | Active |  |  | 30 |  |  | PC-04 | 5 | [5 empty] | 2023-05-04 19:28 | 2023-05-18 15:56 | eth0
10.240.14.15/24 | Global | Active |  |  | 175 |  |  | PC-05 | 59 | [5 empty] | 2023-07-12 20:43 | 2023-11-15 17:43 | PC-05-ETH0
10.240.14.16/24 | Global | Active |  |  | 16 |  |  | VWS-01 | 264 | [5 empty] | 2023-11-15 18:02 | 2023-11-15 18:02 | VWS-01-VMNET0
10.240.14.17/24 | Global | Active |  |  | 17 |  |  | VWS-02 | 266 | [5 empty] | 2023-11-27 19:16 | 2023-11-27 19:16 | VWS-02-ETH0
10.240.14.22/24 | Global | Active |  |  | 218 |  |  | FW-01 | 271 | [5 empty] | 2023-12-12 18:05 | 2023-12-12 18:05 | Management1/1
10.240.14.23/24 | Global | Active |  |  | 216 |  |  | SW-03 | 269 | [5 empty] | 2023-12-07 17:01 | 2023-12-07 17:01 | vlan99
10.240.14.24/24 | Global | Active |  |  | 217 |  |  | SW-04 | 270 | [5 empty] | 2023-12-08 13:41 | 2023-12-08 13:41 | vlan99
10.240.14.29/24 | Global | Active |  |  | 18 |  |  | HMI-01 | 6 | [5 empty] | 2023-05-04 19:28 | 2024-01-30 16:44 | eth0
10.240.14.30/24 | Global | Active |  |  | 6 | plc-01.lab.productique.quebec |  | PLC-01 | 7 | [5 empty] | 2023-05-04 19:28 | 2025-01-17 17:30 | Ethernet IP module
10.240.14.31/24 | Global | Active |  |  | 16 | drive-01.lab.productique.quebec |  | DRIVE-01 | 8 | [5 empty] | 2023-05-04 19:28 | 2025-01-17 17:30 | eth0
10.240.14.32/24 | Global | Active |  |  | 15 | drive-02.lab.productique.quebec |  | DRIVE-02 | 9 | [5 empty] | 2023-05-04 19:28 | 2025-01-17 17:31 | eth0
10.240.14.33/24 | Global | Active |  |  | 14 | drive-03.lab.productique.quebec |  | DRIVE-03 | 10 | [5 empty] | 2023-05-04 19:28 | 2025-01-17 17:31 | eth0
10.240.14.34/24 | Global | Active |  |  | 13 | drive-04.lab.productique.quebec |  | DRIVE-04 | 11 | [5 empty] | 2023-05-04 19:28 | 2025-01-17 17:31 | eth0
10.240.14.35/24 | Global | Active |  |  | 7 | plc-02.lab.productique.quebec |  | PLC-02 | 12 | [5 empty] | 2023-05-04 19:28 | 2025-01-17 17:31 | Ethernet IP module
10.240.14.36/24 | Global | Active |  |  | 19 | drive-05.lab.productique.quebec |  | DRIVE-05 | 13 | [5 empty] | 2023-05-04 19:28 | 2025-01-17 17:31 | eth0
10.240.14.37/24 | Global | Active |  |  | 68 |  |  | GTW-04 | 73 | [5 empty] | 2023-07-12 20:44 | 2023-09-08 12:18 | lan1
10.240.14.38/24 | Global | Active |  |  | 62 |  |  | GAUG-01 | 14 | [5 empty] | 2023-05-04 19:28 | 2023-07-27 14:24 | eth0
10.240.14.39/24 | Global | Active |  |  | 21 |  |  | GTW-03 | 15 | [5 empty] | 2023-05-04 19:28 | 2024-01-30 16:44 | eth0
10.240.14.40/24 | Global | Active |  |  | 20 |  |  | GTW-03 | 57 | [5 empty] | 2023-06-28 15:16 | 2023-06-28 15:16 | wlan0
10.240.14.41/24 | Global | Active |  |  | 32 | robot-02.lab.productique.quebec |  | ROBOT-02 | 16 | [5 empty] | 2023-05-04 19:28 | 2025-01-17 17:32 | eth0
10.240.14.42/24 | Global | Active |  |  | 37 |  |  | ADAPT-02 | 17 | [5 empty] | 2023-05-04 19:28 | 2023-05-19 15:56 | eth0
10.240.14.43/24 | Global | Active |  |  | 38 |  |  | ADAPT-01 | 18 | [5 empty] | 2023-05-04 19:28 | 2023-05-19 15:59 | eth0
10.240.14.44/24 | Global | Active |  |  | 22 | plc-03.lab.productique.quebec |  | PLC-03 | 19 | [5 empty] | 2023-05-04 19:28 | 2025-01-17 17:32 | eth0
10.240.14.45/24 | Global | Active |  |  | 44 |  |  | CNC-02 | 20 | [5 empty] | 2023-05-04 19:28 | 2023-05-19 17:35 | eth0
10.240.14.46/24 | Global | Active |  |  | 43 |  |  | CNC-03 | 21 | [5 empty] | 2023-05-04 19:28 | 2023-05-19 17:33 | eth0
10.240.14.47/24 | Global | Active |  |  | 52 |  |  | ADAPT-03 | 77 | [5 empty] | 2023-07-12 20:44 | 2023-08-07 19:45 | wlan0
10.240.14.48/24 | Global | Active |  |  | 54 |  |  | ADAPT-04 | 259 | [5 empty] | 2023-08-21 12:52 | 2023-09-15 13:25 | wlan0
10.240.14.49/24 | Global | Active |  |  | 222 |  |  | ROBOT-03 | 273 | [5 empty] | 2024-03-05 18:02 | 2024-03-05 18:02 | ROBOT-03-ETH0
10.240.14.51/24 | Global | Active |  |  | 8 | cam-01.lab.productique.quebec |  | CAM-01 | 22 | [5 empty] | 2023-05-04 19:28 | 2023-07-21 12:30 | eth0
10.240.14.52/24 | Global | Active |  |  | 48 | cam-02.lab.productique.quebec |  | CAM-02 | 23 | [5 empty] | 2023-05-04 19:28 | 2025-01-17 17:37 | eth0
10.240.14.53/24 | Global | Active |  |  | 9 | cam-03.lab.productique.quebec |  | CAM-03 | 24 | [5 empty] | 2023-05-04 19:28 | 2023-07-21 12:34 | eth0
10.240.14.54/24 | Global | Active |  |  | 10 | cam-04.lab.productique.quebec |  | CAM-04 | 48 | [5 empty] | 2023-05-08 18:28 | 2023-10-17 16:07 | eth0
10.240.14.55/24 | Global | Active |  |  | 70 |  |  | GTW-04 | 25 | [5 empty] | 2023-05-04 19:28 | 2023-09-08 13:21 | wlan0
10.240.14.56/24 | Global | Active |  |  | 11 | cam-06.lab.productique.quebec |  | CAM-06 | 26 | [5 empty] | 2023-05-04 19:28 | 2023-07-21 12:35 | eth0
10.240.14.57/24 | Global | Active |  |  | 12 | cam-07.lab.productique.quebec |  | CAM-07 | 27 | [5 empty] | 2023-05-04 19:28 | 2023-07-21 12:35 | eth0
10.240.14.58/24 | Global | Active |  |  | 23 | cam-08.lab.productique.quebec |  | CAM-08 | 49 | [5 empty] | 2023-05-17 21:23 | 2025-01-17 17:32 | eth0
10.240.14.60/24 | Global | Active |  |  | 1 | 3dprt-01.lab.productique.quebec |  | 3DPRT-01 | 1 | [5 empty] | 2023-05-04 18:17 | 2025-01-17 17:32 | 3DPRT-01-eth0
10.240.14.61/24 | Global | Active |  |  | 223 |  |  | LIDAR-01 | 274 | [5 empty] | 2024-03-18 15:18 | 2024-03-18 15:23 | LIDAR-01-ETH0
10.240.14.62/24 | Global | Active |  |  | 223 |  |  | LIDAR-01 | 275 | [5 empty] | 2024-03-18 15:24 | 2024-03-18 15:24 | LIDAR-01-ETH0
10.240.14.64/24 | Global | Active |  |  | 34 | robot-01.lab.productique.quebec |  | ROBOT-01 | 28 | [5 empty] | 2023-05-04 19:28 | 2025-01-17 17:32 | ROBOT-01-ETH0
10.240.14.66/24 | Global | Active |  |  | 36 |  |  | PLC-04 | 50 | [5 empty] | 2023-05-18 14:37 | 2023-05-19 15:24 | eth0
10.240.14.70/24 | Global | Active |  |  | 25 |  |  | CNC-01 | 29 | [5 empty] | 2023-05-04 19:28 | 2023-05-18 14:09 | eth0
10.240.14.72/24 | Global | Active |  |  | 31 |  |  | PC-06 | 31 | [5 empty] | 2023-05-04 19:28 | 2023-05-18 15:58 | eth0
10.240.14.73/24 | Global | Active |  |  | 59 |  |  | 3DPRT-02 | 258 | [5 empty] | 2023-07-12 21:25 | 2024-01-30 16:43 | 3DPRT-02-eth0
10.240.14.74/24 | Global | Active |  |  | 3 | lab-fab-01.lab.productique.quebec |  | LAB-FAB-01 | 33 | [5 empty] | 2023-05-04 19:28 | 2025-01-17 17:33 | Network adapter 1
10.240.14.80/24 | Global | Active |  |  | 1 | lab-dev-01.lab.productique.quebec |  | LAB-DEV-01 | 265 | [5 empty] | 2023-11-22 16:51 | 2025-01-17 17:33 | Network adapter 1
10.240.14.95/24 | Global | Active |  |  | 63 |  |  | SBC-01 | 272 | [5 empty] | 2024-02-08 18:10 | 2024-02-08 18:11 | sbc-01
10.240.14.96/24 | Global | Active |  |  | 67 |  |  | SBC-02 | 107 | [5 empty] | 2023-07-12 20:50 | 2024-01-30 16:42 | sbc-02
10.240.14.97/24 | Global | Active |  |  | 65 |  |  | SBC-03 | 108 | [5 empty] | 2023-07-12 20:50 | 2024-01-30 16:43 | SBC-03-WLAN0
10.240.14.98/24 | Global | Active |  |  | 64 |  |  | SBC-04 | 109 | [5 empty] | 2023-07-12 20:50 | 2024-01-30 16:43 | SBC-04-WLAN0
10.240.14.99/24 | Global | Active |  |  | 66 |  |  | SBC-05 | 110 | [5 empty] | 2023-07-12 20:50 | 2024-01-30 16:43 | SBC-05-WLAN0
10.240.14.100/24 | Global | Active |  |  | 2 |  |  | Merkur-Synkro | 35 | [5 empty] | 2023-05-04 19:28 | 2023-05-04 20:08 | Network adapter 1
10.240.14.107/24 | Global | Active |  |  | 9 |  |  | LAB-ERP-01 | 56 | [5 empty] | 2023-06-27 18:39 | 2023-06-27 18:39 | Network adapter 1
10.240.14.108/24 | Global | Active |  |  | 7 |  |  | LAB-LICENCES-01 | 52 | [5 empty] | 2023-05-18 21:10 | 2023-05-18 21:23 | Network adapter 1
10.240.14.111/24 | Global | Active |  |  | 5 |  |  | PROD-01 | 53 | [5 empty] | 2023-05-18 21:16 | 2023-05-18 21:16 | Network adapter 1
10.240.14.115/24 | Global | Active |  |  | 6 |  |  | LAB-TI-01 | 54 | [5 empty] | 2023-05-18 21:17 | 2023-05-18 21:17 | Network adapter 1
10.240.14.119/24 | Global | Active |  |  | 33 |  |  | CAM-09 | 36 | [5 empty] | 2023-05-04 19:28 | 2023-05-18 16:47 | eth0
10.240.14.127/24 | Global | Active |  |  | 224 |  |  | GTW-06 | 276 | [5 empty] | 2024-04-24 20:30 | 2024-04-24 20:30 | GTW-06-ETH0

## netbox_interfaces
Name | Device | Label | Enabled | Type | Description | IP Addresses | ID | Module Bay | Module | Management Only | MTU | Speed (Kbps) | Speed | Duplex | Mode | MAC address | WWN | PoE mode | PoE type | Wireless role | Wireless channel | Channel frequency (MHz) | Channel width (MHz) | Transmit power (dBm) | Mark Connected | Cable | Cable Color | Wireless link | Wireless LANs | Link Peers | Connection | Tags | VDCs | VRF | L2VPN | FHRP Groups | Untagged VLAN | Tagged VLANs | Created | Last updated
3DPRT-01-eth0 | 3DPRT-01 |  | TRUE | 100BASE-TX (10/100ME) |  | 10.240.14.60/24 | 1 |  |  | FALSE | [5 empty] | C4:00:AD:60:26:9E | [8 empty] | FALSE | #101 |  |  |  | PP-C 1-4C05 | SW-01 ethernet-0/9 | [7 empty] | 2023-05-04 19:16 | 2023-10-17 15:39
3DPRT-wlan0 | 3DPRT-01 |  | TRUE | IEEE 802.11n | DHCP SEULEMENT |  | 71 |  |  | FALSE | [5 empty] | C0:E4:34:FA:1E:DB | [8 empty] | FALSE | [13 empty] | 2023-10-03 18:19 | 2023-10-17 15:40
3DPRT-02-eth0 | 3DPRT-02 |  | TRUE | 100BASE-TX (10/100ME) |  | 10.240.14.73/24 | 59 |  |  | FALSE | [14 empty] | FALSE | #4 |  |  |  | PP-C 1-4C10 | SW-01 ethernet-0/19 | [7 empty] | 2023-07-12 21:24 | 2023-10-17 15:40
eth0 | ADAPT-01 |  | TRUE | 100BASE-TX (10/100ME) |  | 10.240.14.43/24 | 38 |  |  | FALSE | [5 empty] | 00:20:4A:FB:D9:0A | [8 empty] | FALSE | #91 |  |  |  | PP-D 1-4D13 | SW-03 FastEthernet1/12 | [7 empty] | 2023-05-19 15:58 | 2023-05-19 15:58
eth0 | ADAPT-02 |  | TRUE | 100BASE-TX (10/100ME) |  | 10.240.14.42/24 | 37 |  |  | FALSE | [5 empty] | 00:20:4A:FB:D9:1F | [8 empty] | FALSE | #90 |  |  |  | PP-D 1-4D11 | SW-04 FastEthernet1/15 | [7 empty] | 2023-05-19 15:53 | 2023-05-19 15:53
eth0 | ADAPT-03 |  | TRUE | 100BASE-TX (10/100ME) |  |  | 53 |  |  | FALSE | [5 empty] | 9C:65:F9:2A:E6:28 | [8 empty] | FALSE | [13 empty] | 2023-06-19 18:46 | 2023-06-19 18:46
wlan0 | ADAPT-03 |  | TRUE | IEEE 802.11n |  | 10.240.14.47/24 | 52 |  |  | FALSE | [5 empty] | 9E:65:F9:0A:E6:28 | [8 empty] | FALSE | [13 empty] | 2023-06-19 18:45 | 2023-06-19 18:45
eth0 | ADAPT-04 |  | TRUE | 100BASE-TX (10/100ME) |  |  | 55 |  |  | FALSE | [5 empty] | 9E:65:F9:2A:E1:83 | [8 empty] | FALSE | [13 empty] | 2023-06-19 18:48 | 2023-06-19 18:48
wlan0 | ADAPT-04 |  | TRUE | IEEE 802.11n |  | 10.240.14.48/24 | 54 |  |  | FALSE | [5 empty] | 9E:65:F9:0A:E1:83 | [8 empty] | FALSE | [13 empty] | 2023-06-19 18:48 | 2023-06-19 18:48
eth0 | ADAPT-05 |  | TRUE | 100BASE-TX (10/100ME) |  |  | 57 |  |  | FALSE | [5 empty] | 9C:65:F9:4F:F5:27 | [8 empty] | FALSE | [13 empty] | 2023-06-19 18:51 | 2023-06-19 18:51
wlan0 | ADAPT-05 |  | TRUE | IEEE 802.11n |  |  | 56 |  |  | FALSE | [5 empty] | 9E:65:F9:0F:F5:27 | [8 empty] | FALSE | [13 empty] | 2023-06-19 18:51 | 2023-06-19 18:51
AP-01-LAN0 | AP-01 |  | TRUE | 1000BASE-T (1GE) |  |  | 75 |  |  | FALSE | [5 empty] | 6C:CD:D6:DD:D2:CD | [8 empty] | FALSE | #84 |  |  |  | SW-01 ethernet-0/48 | SW-01 ethernet-0/48 | [7 empty] | 2023-10-30 14:51 | 2023-12-11 20:29
AP-01-wlan | AP-01 |  | TRUE | IEEE 802.11ax |  |  | 221 |  |  | FALSE | [14 empty] | FALSE | [13 empty] | 2024-02-08 21:43 | 2024-02-08 21:44
AP-02-WLAN0 | AP-02 |  | TRUE | IEEE 802.11ax |  |  | 76 |  |  | FALSE | [5 empty] | 6C:CD:D6:DD:77:C9 | [8 empty] | FALSE | [13 empty] | 2023-10-30 14:53 | 2023-10-30 14:53
wlan0 | ARLENS-01 |  | TRUE | IEEE 802.11ac |  |  | 24 |  |  | FALSE | [5 empty] | A0:85:FC:2F:5E:81 | [8 empty] | FALSE | [13 empty] | 2023-05-17 21:43 | 2023-05-17 21:43
eth0 | CAM-01 |  | TRUE | 1000BASE-T (1GE) |  | 10.240.14.51/24 | 8 |  |  | FALSE | [5 empty] | EC:71:DB:33:9D:69 | [8 empty] | FALSE | #57 |  |  |  | PP-C 1-4C19 | SW-01 ethernet-0/37 | [7 empty] | 2023-05-08 16:44 | 2023-05-08 16:44
eth0 | CAM-02 |  | TRUE | 1000BASE-T (1GE) |  | 10.240.14.52/24 | 48 |  |  | FALSE | [5 empty] | EC:71:DB:2E:02:A2 | [8 empty] | FALSE | #3 |  |  |  | PP-C 1-4C11 | SW-01 ethernet-0/21 | [7 empty] | 2023-05-23 14:03 | 2023-05-23 14:07
eth0 | CAM-03 |  | TRUE | 1000BASE-T (1GE) |  | 10.240.14.53/24 | 9 |  |  | FALSE | [5 empty] | EC:71:DB:0D:6C:C6 |  | PD | 802.3af (Type 1) | [5 empty] | FALSE | #104 |  |  |  | PP-C 1-4C17 | SW-01 ethernet-0/33 | [7 empty] | 2023-05-08 16:51 | 2023-05-08 16:51
eth0 | CAM-04 |  | TRUE | 1000BASE-T (1GE) |  | 10.240.14.54/24 | 10 |  |  | FALSE | [5 empty] | EC:71:DB:CC:28:86 |  | PD | 802.3af (Type 1) | [5 empty] | FALSE | [13 empty] | 2023-05-08 18:25 | 2023-05-08 18:25
eth0 | CAM-06 |  | TRUE | 1000BASE-T (1GE) |  | 10.240.14.56/24 | 11 |  |  | FALSE | [5 empty] | EC:71:DB:CE:32:A3 |  | PD | 802.3af (Type 1) | [5 empty] | FALSE | #56 |  |  |  | PP-C 1-4C15 | SW-01 ethernet-0/29 | [7 empty] | 2023-05-08 18:31 | 2023-05-08 18:31
eth0 | CAM-07 |  | TRUE | 1000BASE-T (1GE) |  | 10.240.14.57/24 | 12 |  |  | FALSE | [5 empty] | EC:71:DB:99:18:79 |  | PD | 802.3af (Type 1) | [5 empty] | FALSE | #103 |  |  |  | PP-C 1-4C16 | SW-01 ethernet-0/31 | [7 empty] | 2023-05-08 18:33 | 2023-05-08 18:33
eth0 | CAM-08 |  | TRUE | 1000BASE-T (1GE) |  | 10.240.14.58/24 | 23 |  |  | FALSE | [5 empty] | F0:00:00:CC:0E:59 |  | PD | 802.3af (Type 1) | [5 empty] | FALSE | [13 empty] | 2023-05-15 17:42 | 2023-05-15 17:42
eth0 | CAM-09 |  | TRUE | 1000BASE-T (1GE) |  | 10.240.14.119/24 | 33 |  |  | FALSE | [14 empty] | FALSE | #96 |  |  |  | PP-A 1-4A21 | SW-03 FastEthernet1/6 | [7 empty] | 2023-05-18 16:47 | 2023-05-18 16:47
eth0 | CNC-01 |  | TRUE | 1000BASE-T (1GE) |  | 10.240.14.70/24 | 25 |  |  | FALSE | [5 empty] | 20:87:56:F1:AA:74 | [8 empty] | FALSE | #102 |  |  |  | PP-C 1-4C18 | SW-01 ethernet-0/35 | [7 empty] | 2023-05-18 14:07 | 2023-05-18 14:07
eth1 | CNC-01 |  | TRUE | 1000BASE-T (1GE) |  |  | 45 |  |  | FALSE | [5 empty] | 20:87:56:F2:B2:0D | [8 empty] | FALSE | [13 empty] | 2023-05-23 13:12 | 2023-05-23 13:12
eth2 | CNC-01 |  | TRUE | 1000BASE-T (1GE) |  |  | 46 |  |  | FALSE | [5 empty] | E0:DC:A0:64:FD:C9 | [8 empty] | FALSE | [13 empty] | 2023-05-23 13:13 | 2023-05-23 13:13
eth3 | CNC-01 |  | TRUE | 1000BASE-T (1GE) |  |  | 47 |  |  | FALSE | [5 empty] | E0:DC:A0:64:FD:CA | [8 empty] | FALSE | [13 empty] | 2023-05-23 13:13 | 2023-05-23 13:13
eth0 | CNC-02 |  | TRUE | 100BASE-TX (10/100ME) |  | 10.240.14.45/24 | 44 |  |  | FALSE | [5 empty] | 00:E0:F4:1A:00:19 | [8 empty] | FALSE | #89 |  |  |  | PP-D 1-4D10 | SW-04 FastEthernet1/14 | [7 empty] | 2023-05-19 17:35 | 2023-05-19 17:35
eth0 | CNC-03 |  | TRUE | 100BASE-TX (10/100ME) |  | 10.240.14.46/24 | 43 |  |  | FALSE | [5 empty] | 00:E0:F4:1A:00:10 | [8 empty] | FALSE | #92 |  |  |  | PP-D 1-4D12 | SW-04 FastEthernet1/16 | [7 empty] | 2023-05-19 17:32 | 2023-05-19 17:32
eth0 | DRIVE-01 |  | TRUE | 1000BASE-T (1GE) |  | 10.240.14.31/24 | 16 |  |  | FALSE | [5 empty] | 00:0C:61:01:40:0D | [8 empty] | FALSE | [13 empty] | 2023-05-08 19:50 | 2023-05-08 19:50
eth0 | DRIVE-02 |  | TRUE | 1000BASE-T (1GE) |  | 10.240.14.32/24 | 15 |  |  | FALSE | [5 empty] | 00:0C:61:01:A0:D1 | [8 empty] | FALSE | [13 empty] | 2023-05-08 19:49 | 2023-05-08 19:49
eth0 | DRIVE-03 |  | TRUE | 1000BASE-T (1GE) |  | 10.240.14.33/24 | 14 |  |  | FALSE | [5 empty] | 00:0C:61:01:A2:F5 | [8 empty] | FALSE | [13 empty] | 2023-05-08 18:57 | 2023-05-08 18:57
eth0 | DRIVE-04 |  | TRUE | 1000BASE-T (1GE) |  | 10.240.14.34/24 | 13 |  |  | FALSE | [5 empty] | 00:0C:61:01:A2:F7 | [8 empty] | FALSE | [13 empty] | 2023-05-08 18:53 | 2023-05-08 18:53
eth0 | DRIVE-05 |  | TRUE | 1000BASE-T (1GE) |  | 10.240.14.36/24 | 19 |  |  | FALSE | [5 empty] | 00:1D:9C:EB:F2:B0 | [8 empty] | FALSE | #49 |  |  |  | PP-B 1-4B24 | SW-03 FastEthernet1/16 | [7 empty] | 2023-05-08 20:18 | 2023-05-08 20:18
Management1/1 | FW-01 |  | TRUE | 1000BASE-T (1GE) |  | 10.240.14.22/24 | 218 |  |  | TRUE | [5 empty] | 08:61:95:06:E9:E1 | [8 empty] | FALSE | [13 empty] | 2023-12-11 21:32 | 2023-12-11 21:32
eth0 | GAUG-01 |  | TRUE | 1000BASE-T (1GE) |  | 10.240.14.38/24 | 62 |  |  | FALSE | [5 empty] | 00:05:E5:00:57:C8 | [8 empty] | FALSE | [13 empty] | 2023-07-27 14:24 | 2023-07-27 14:24
wlan0 | GTW-01 |  | TRUE | IEEE 802.11n | en mode DHCP |  | 26 |  |  | FALSE | [5 empty] | 94:B9:7E:55:5B:80 | [8 empty] | FALSE | [13 empty] | 2023-05-18 14:36 | 2023-10-13 16:07
wlan0 | GTW-02 |  | TRUE | IEEE 802.11n |  |  | 35 |  |  | FALSE | [5 empty] | 94:B9:7E:55:5C:A4 | [8 empty] | FALSE | [13 empty] | 2023-05-19 15:15 | 2023-05-19 15:15
eth0 | GTW-03 |  | TRUE | 1000BASE-T (1GE) |  | 10.240.14.39/24 | 21 |  |  | FALSE | [5 empty] | 00:03:27:53:93:B6 | [8 empty] | FALSE | [13 empty] | 2023-05-08 21:07 | 2023-05-18 15:11
wlan0 | GTW-03 |  | TRUE | Other (Wireless) |  | 10.240.14.40/24 | 20 |  |  | FALSE | [5 empty] | 80:4B:50:89:7A:FC | [8 empty] | FALSE | [13 empty] | 2023-05-08 21:07 | 2023-05-18 15:11
lan1 | GTW-04 |  | TRUE | 100BASE-TX (10/100ME) |  | 10.240.14.37/24 | 68 |  |  | FALSE | [5 empty] | 00:03:27:16:B9:7E | [8 empty] | FALSE | #94 |  |  |  | PP-A 1-4A08 | SW-04 FastEthernet1/5 | [7 empty] | 2023-09-06 19:47 | 2023-09-06 19:47
wlan0 | GTW-04 |  | TRUE | Other (Wireless) |  | 10.240.14.55/24 | 70 |  |  | FALSE | [14 empty] | FALSE | [13 empty] | 2023-09-08 13:20 | 2023-09-08 13:20
lan1 | GTW-05 |  | TRUE | 100BASE-TX (10/100ME) |  |  | 69 |  |  | FALSE | [5 empty] | 00:03:27:16:8D:EC | [8 empty] | FALSE | [13 empty] | 2023-09-06 19:51 | 2023-09-06 19:51
GTW-06-ETH0 | GTW-06 |  | TRUE | 100BASE-TX (10/100ME) |  | 10.240.14.127/24 | 224 |  |  | FALSE | [5 empty] | 00:03:F4:11:FB:00 | [8 empty] | FALSE | #108 |  |  |  | SW-01 ethernet-0/38 | SW-01 ethernet-0/38 | [7 empty] | 2024-04-24 18:14 | 2024-04-24 18:14
GTW-06-ETH1 | GTW-06 |  | TRUE | 100BASE-TX (10/100ME) |  |  | 225 |  |  | FALSE | [5 empty] | 00:03:F4:11:FE:E8 | [8 empty] | FALSE | [13 empty] | 2024-04-24 18:15 | 2024-04-24 18:15
GTW-06-WLAN0 | GTW-06 |  | TRUE | IEEE 802.11n |  |  | 226 |  |  | FALSE | [5 empty] | 00:03:F4:0D:37:41 | [8 empty] | FALSE | [13 empty] | 2024-04-24 18:20 | 2024-04-24 18:20
eth0 | HMI-01 |  | TRUE | 100BASE-T1 (10/100ME Single Pair) |  | 10.240.14.29/24 | 18 |  |  | FALSE | [5 empty] | 00:00:BC:2D:3D:7B | [8 empty] | FALSE | #41 |  |  |  | PP-A 1-4A20 | SW-03 FastEthernet1/5 | [7 empty] | 2023-05-08 20:08 | 2023-05-08 20:08
LIDAR-01-ETH0 | LIDAR-01 |  | TRUE | 100BASE-TX (10/100ME) |  | 10.240.14.61/24,10.240.14.62/24 | 223 |  |  | FALSE | [5 empty] | 00:07:BE:0D:FE:51 | [8 empty] | FALSE | [13 empty] | 2024-03-18 15:15 | 2024-03-18 15:15
wlan0 | MCU-01 |  | TRUE | IEEE 802.11n |  |  | 49 |  |  | FALSE | [5 empty] | 24:6F:28:9E:40:94 | [8 empty] | FALSE | [13 empty] | 2023-05-23 16:29 | 2023-05-23 16:29
wlan0 | MCU-02 |  | TRUE | IEEE 802.11n |  |  | 50 |  |  | FALSE | [5 empty] | 24:6F:28:B1:91:04 | [8 empty] | FALSE | [13 empty] | 2023-05-23 16:30 | 2023-05-23 16:30
wlan0 | MCU-03 |  | TRUE | IEEE 802.11n |  |  | 51 |  |  | FALSE | [5 empty] | C8:F0:9E:9A:31:38 | [8 empty] | FALSE | [13 empty] | 2023-05-23 17:05 | 2023-05-23 17:05
eth0 | PC-01 |  | TRUE | 1000BASE-T (1GE) |  | 10.240.14.11/24 | 27 |  |  | FALSE | [5 empty] | 00:BE:43:8F:44:85 | [8 empty] | FALSE | #97 |  |  |  | PP-B 1-4B05 | SW-02 ethernet-0/10 | [7 empty] | 2023-05-18 15:18 | 2023-05-18 15:48
eth0 | PC-02 |  | TRUE | 1000BASE-T (1GE) |  | 10.240.14.12/24 | 28 |  |  | FALSE | [5 empty] | 00:BE:43:8F:45:78 | [8 empty] | FALSE | #99 |  |  |  | PP-B 1-4B08 | SW-02 ethernet-0/16 | [7 empty] | 2023-05-18 15:51 | 2023-05-18 15:51
eth0 | PC-03 |  | TRUE | 1000BASE-T (1GE) |  | 10.240.14.13/24 | 29 |  |  | FALSE | [5 empty] | 00:BE:43:8F:40:BD | [8 empty] | FALSE | #98 |  |  |  | PP-B 1-4B06 | SW-02 ethernet-0/12 | [7 empty] | 2023-05-18 15:54 | 2023-05-18 15:54
eth0 | PC-04 |  | TRUE | 1000BASE-T (1GE) |  | 10.240.14.14/24 | 30 |  |  | FALSE | [5 empty] | 00:BE:43:8F:45:7C | [8 empty] | FALSE | #88 |  |  |  | PP-B 1-4B09 | SW-02 ethernet-0/18 | [7 empty] | 2023-05-18 15:56 | 2023-05-18 15:56
PC-05-ETH0 | PC-05 |  | TRUE | 1000BASE-T (1GE) |  | 10.240.14.15/24 | 175 |  |  | FALSE | [5 empty] | 00:BE:43:8F:40:81 | [8 empty] | FALSE | #87 |  |  |  | PP-C 1-4C06 | SW-01 ethernet-0/11 | [7 empty] | 2023-11-15 17:42 | 2024-01-16 21:27
eth0 | PC-06 |  | TRUE | 1000BASE-T (1GE) |  | 10.240.14.72/24 | 31 |  |  | FALSE | [5 empty] | A4:BB:6D:D8:4E:45 | [8 empty] | FALSE | [13 empty] | 2023-05-18 15:58 | 2023-05-18 15:58
eth0 | PC-07 |  | TRUE | 1000BASE-T (1GE) |  |  | 219 |  |  | FALSE | [5 empty] | 70:54:D2:44:AC:DE | [8 empty] | FALSE | #100 |  |  |  | PP-C 1-4C04 | SW-01 ethernet-0/7 | [7 empty] | 2024-01-24 18:57 | 2024-01-24 18:57
eth0 | PC-08 |  | TRUE | 1000BASE-T (1GE) |  |  | 220 |  |  | FALSE | [5 empty] | 00:13:3B:4B:40:BD | [8 empty] | FALSE | #105 |  |  |  | PP-D 1-4D05 | SW-01 ethernet-0/10 | [7 empty] | 2024-01-24 19:19 | 2024-01-24 19:19
Ethernet IP module | PLC-01 |  | TRUE | 100BASE-TX (10/100ME) |  | 10.240.14.30/24 | 6 |  |  | FALSE | [5 empty] | E4:90:69:A6:7A:C8 | [8 empty] | FALSE | #29 |  |  |  | PP-A 1-4A09 | SW-04 FastEthernet1/6 | [7 empty] | 2023-05-08 16:15 | 2023-11-30 17:02
Ethernet IP module | PLC-02 |  | TRUE | 100GBASE-KP4 (100GE) |  | 10.240.14.35/24 | 7 |  |  | FALSE | [5 empty] | E4:90:69:A6:6C:51 | [8 empty] | FALSE | #19 |  |  |  | PP-A 1-4A01 | SW-04 FastEthernet1/1 | [7 empty] | 2023-05-08 16:18 | 2023-05-08 16:18
eth0 | PLC-03 |  | TRUE | 100BASE-TX (10/100ME) | Adapter CM-EIP-1 | 10.240.14.44/24 | 22 |  |  | FALSE | [5 empty] | 00:1D:4B:F0:44:F2 | [8 empty] | FALSE | #22 |  |  |  | PP-A 1-4A05 | SW-04 FastEthernet1/3 | [7 empty] | 2023-05-09 14:53 | 2023-07-20 17:53
eth0 | PLC-04 |  | TRUE | 100BASE-TX (10/100ME) |  | 10.240.14.66/24 | 36 |  |  | FALSE | [5 empty] | F4:54:33:93:72:3B | [8 empty] | FALSE | [13 empty] | 2023-05-19 15:23 | 2023-05-19 15:23
EtherNet/IP-0 | PLC-05 |  | TRUE | 100BASE-TX (10/100ME) |  |  | 39 |  |  | FALSE | [5 empty] | 00:1D:9C:CA:BF:A9 | [8 empty] | FALSE | [13 empty] | 2023-05-19 16:29 | 2023-05-19 16:30
EtherNet/IP-1 | PLC-05 |  | TRUE | 100BASE-TX (10/100ME) |  |  | 40 |  |  | FALSE | [5 empty] | 00:00:BC:39:FD:B2 | [8 empty] | FALSE | [13 empty] | 2023-05-19 16:29 | 2023-05-19 16:31
EtherNet/IP-2 | PLC-05 |  | TRUE | 100BASE-TX (10/100ME) |  |  | 41 |  |  | FALSE | [5 empty] | 00:1D:9C:BE:D7:90 | [8 empty] | FALSE | [13 empty] | 2023-05-19 16:29 | 2023-05-19 16:31
EtherNet/IP-3 | PLC-05 |  | TRUE | 100BASE-TX (10/100ME) |  |  | 42 |  |  | FALSE | [5 empty] | 00:10:9C:C5:2F:ED | [8 empty] | FALSE | [13 empty] | 2023-05-19 16:29 | 2023-05-19 16:32
ROBOT-01-ETH0 | ROBOT-01 |  | TRUE | 100BASE-TX (10/100ME) |  | 10.240.14.64/24 | 34 |  |  | FALSE | [5 empty] | 00:02:A2:61:01:96 | [8 empty] | FALSE | #48 |  |  |  | PP-B 1-4B15 | SW-03 FastEthernet1/10 | [7 empty] | 2023-05-18 20:32 | 2024-03-05 17:59
eth0 | ROBOT-02 |  | TRUE | 1000BASE-T (1GE) |  | 10.240.14.41/24 | 32 |  |  | FALSE | [14 empty] | FALSE | #95 |  |  |  | PP-A 1-4A19 | SW-03 FastEthernet1/4 | [7 empty] | 2023-05-18 15:59 | 2023-05-18 15:59
ROBOT-03-ETH0 | ROBOT-03 |  | TRUE | 100BASE-TX (10/100ME) |  | 10.240.14.49/24 | 222 |  |  | FALSE | [5 empty] | 00:30:D6:33:44:47 | [8 empty] | FALSE | #107 |  |  |  | PP-B 1-4B17 | SW-03 FastEthernet1/11 | [7 empty] | 2024-03-05 18:01 | 2024-04-17 11:49
sbc-01 | SBC-01 |  | TRUE | IEEE 802.11a |  | 10.240.14.95/24 | 63 |  |  | FALSE | [5 empty] | E4:5F:01:65:AD:F9 | [8 empty] | FALSE | [13 empty] | 2023-08-03 14:25 | 2024-02-08 21:41
sbc-02 | SBC-02 |  | TRUE | IEEE 802.11a |  | 10.240.14.96/24 | 67 |  |  | FALSE | [5 empty] | DC:A6:32:E7:38:69 | [8 empty] | FALSE | [13 empty] | 2023-08-17 14:05 | 2024-02-08 21:44
SBC-03-WLAN0 | SBC-03 |  | TRUE | IEEE 802.11a |  | 10.240.14.97/24 | 65 |  |  | FALSE | [5 empty] | DC:A6:32:16:25:9E | [8 empty] | FALSE | [13 empty] | 2023-08-17 13:58 | 2024-02-08 21:46
SBC-04-WLAN0 | SBC-04 |  | TRUE | IEEE 802.11a |  | 10.240.14.98/24 | 64 |  |  | FALSE | [5 empty] | DC:A6:32:AB:1D:5D | [8 empty] | FALSE | [13 empty] | 2023-08-17 12:06 | 2024-02-08 21:52
SBC-05-WLAN0 | SBC-05 |  | TRUE | IEEE 802.11a |  | 10.240.14.99/24 | 66 |  |  | FALSE | [5 empty] | DC:A6:32:7D:1D:46 | [8 empty] | FALSE | [13 empty] | 2023-08-17 14:02 | 2024-02-08 21:52
eth0 | SBC-06 |  | TRUE | 100BASE-TX (10/100ME) |  |  | 58 |  |  | FALSE | [5 empty] | 00:1B:0B:10:39:6D | [8 empty] | FALSE | [13 empty] | 2023-06-19 18:59 | 2023-06-19 18:59
Ethernet1 | SRV-01 |  | TRUE | 1000BASE-T (1GE) |  | 10.240.14.3/24 | 17 |  |  | FALSE | [5 empty] | 70:E2:84:0C:51:0B | [8 empty] | FALSE | #2 |  |  |  | SW-01 ethernet-0/44 | SW-01 ethernet-0/44 | [7 empty] | 2023-05-08 19:59 | 2023-12-11 20:36
MGMT | SRV-01 |  | TRUE | 1000BASE-T (1GE) |  | 10.240.14.7/24 | 174 |  |  | TRUE | [5 empty] | 70:E2:84:0C:51:0A | [8 empty] | FALSE | #86 |  |  |  | SW-01 ethernet-0/46 | SW-01 ethernet-0/46 | [7 empty] | 2023-11-08 16:25 | 2023-12-11 20:36
MGMT | SRV-02 |  | TRUE | 100BASE-TX (10/100ME) | Gestion XClarity Controller | 10.240.14.8/24 | 173 |  |  | TRUE | [5 empty] | 3A:68:DD:66:4A:B3 | [8 empty] | FALSE | #109 |  |  |  | SW-01 ethernet-0/42 | SW-01 ethernet-0/42 | [7 empty] | 2023-11-08 16:11 | 2025-01-17 14:29
vmnic0 | SRV-02 |  | TRUE | 1000BASE-T (1GE) |  | 10.240.14.4/24 | 60 |  |  | FALSE | [5 empty] | B4:96:91:DB:42:D6 | [8 empty] | FALSE | #110 |  |  |  | SW-01 ethernet-0/40 | SW-01 ethernet-0/40 | [7 empty] | 2023-07-26 16:30 | 2023-07-26 17:22
vmnic1 | SRV-02 |  | TRUE | 1000BASE-T (1GE) |  |  | 61 |  |  | FALSE | [5 empty] | B4:96:91:DB:42:D7 | [8 empty] | FALSE | #111 |  |  |  | SW-01 ethernet-0/20 | SW-01 ethernet-0/20 | [7 empty] | 2023-07-26 16:30 | 2023-07-26 17:23
ethernet-0/1 | SW-01 |  | TRUE | 1000BASE-T (1GE) |  |  | 77 |  |  | FALSE | [14 empty] | FALSE | [13 empty] | 2023-11-02 20:56 | 2023-11-02 20:56
ethernet-0/2 | SW-01 |  | TRUE | 1000BASE-T (1GE) |  |  | 78 |  |  | FALSE | [14 empty] | FALSE | #5 |  |  |  | PP-D 1-4D01 | [8 empty] | 2023-11-02 20:56 | 2023-11-02 20:56
ethernet-0/3 | SW-01 |  | TRUE | 1000BASE-T (1GE) |  |  | 79 |  |  | FALSE | [14 empty] | FALSE | [13 empty] | 2023-11-02 20:56 | 2023-11-02 20:56
ethernet-0/4 | SW-01 |  | TRUE | 1000BASE-T (1GE) |  |  | 80 |  |  | FALSE | [14 empty] | FALSE | #6 |  |  |  | PP-D 1-4D02 | [8 empty] | 2023-11-02 20:56 | 2023-11-02 20:56
ethernet-0/5 | SW-01 |  | TRUE | 1000BASE-T (1GE) |  |  | 81 |  |  | FALSE | [14 empty] | FALSE | [13 empty] | 2023-11-02 20:56 | 2023-11-02 20:56
ethernet-0/6 | SW-01 |  | TRUE | 1000BASE-T (1GE) |  |  | 82 |  |  | FALSE | [14 empty] | FALSE | #7 |  |  |  | PP-D 1-4D03 | [8 empty] | 2023-11-02 20:56 | 2023-11-02 20:56
ethernet-0/7 | SW-01 |  | TRUE | 1000BASE-T (1GE) |  |  | 83 |  |  | FALSE | [14 empty] | FALSE | #63 |  |  |  | PP-C 1-4C04 | PC-07 eth0 | [7 empty] | 2023-11-02 20:56 | 2023-11-02 20:56
ethernet-0/8 | SW-01 |  | TRUE | 1000BASE-T (1GE) |  |  | 84 |  |  | FALSE | [14 empty] | FALSE | #8 |  |  |  | PP-D 1-4D04 | [8 empty] | 2023-11-02 20:56 | 2023-11-02 20:56
ethernet-0/9 | SW-01 |  | TRUE | 1000BASE-T (1GE) |  |  | 85 |  |  | FALSE | [14 empty] | FALSE | #64 |  |  |  | PP-C 1-4C05 | 3DPRT-01 3DPRT-01-eth0 | [7 empty] | 2023-11-02 20:56 | 2023-11-02 20:56
ethernet-0/10 | SW-01 |  | TRUE | 1000BASE-T (1GE) |  |  | 86 |  |  | FALSE | [14 empty] | FALSE | #9 |  |  |  | PP-D 1-4D05 | PC-08 eth0 | [7 empty] | 2023-11-02 20:56 | 2023-11-02 20:56
ethernet-0/11 | SW-01 |  | TRUE | 1000BASE-T (1GE) |  |  | 87 |  |  | FALSE | [14 empty] | FALSE | #65 |  |  |  | PP-C 1-4C06 | PC-05 PC-05-ETH0 | [7 empty] | 2023-11-02 20:56 | 2023-11-02 20:56
ethernet-0/12 | SW-01 |  | TRUE | 1000BASE-T (1GE) |  |  | 88 |  |  | FALSE | [14 empty] | FALSE | #10 |  |  |  | PP-D 1-4D06 | [8 empty] | 2023-11-02 20:56 | 2023-11-02 20:56
ethernet-0/13 | SW-01 |  | TRUE | 1000BASE-T (1GE) |  |  | 89 |  |  | FALSE | [14 empty] | FALSE | #66 |  |  |  | PP-C 1-4C07 | [8 empty] | 2023-11-02 20:56 | 2023-11-02 20:56
ethernet-0/14 | SW-01 |  | TRUE | 1000BASE-T (1GE) |  |  | 90 |  |  | FALSE | [14 empty] | FALSE | #11 |  |  |  | PP-D 1-4D07 | [8 empty] | 2023-11-02 20:56 | 2023-11-02 20:56
ethernet-0/15 | SW-01 |  | TRUE | 1000BASE-T (1GE) |  |  | 91 |  |  | FALSE | [14 empty] | FALSE | #67 |  |  |  | PP-C 1-4C08 | [8 empty] | 2023-11-02 20:56 | 2023-11-02 20:56
ethernet-0/16 | SW-01 |  | TRUE | 1000BASE-T (1GE) |  |  | 92 |  |  | FALSE | [14 empty] | FALSE | #12 |  |  |  | PP-D 1-4D08 | [8 empty] | 2023-11-02 20:56 | 2023-11-02 20:56
ethernet-0/17 | SW-01 |  | TRUE | 1000BASE-T (1GE) |  |  | 93 |  |  | FALSE | [14 empty] | FALSE | #68 |  |  |  | PP-C 1-4C09 | [8 empty] | 2023-11-02 20:56 | 2023-11-02 20:56
ethernet-0/18 | SW-01 |  | TRUE | 1000BASE-T (1GE) |  |  | 94 |  |  | FALSE | [14 empty] | FALSE | #13 |  |  |  | PP-D 1-4D09 | [8 empty] | 2023-11-02 20:56 | 2023-11-02 20:56
ethernet-0/19 | SW-01 |  | TRUE | 1000BASE-T (1GE) |  |  | 95 |  |  | FALSE | [14 empty] | FALSE | #69 |  |  |  | PP-C 1-4C10 | 3DPRT-02 3DPRT-02-eth0 | [7 empty] | 2023-11-02 20:56 | 2023-11-02 20:56
ethernet-0/20 | SW-01 |  | TRUE | 1000BASE-T (1GE) |  |  | 96 |  |  | FALSE | [14 empty] | FALSE | #111 |  |  |  | SRV-02 vmnic1 | SRV-02 vmnic1 | [7 empty] | 2023-11-02 20:56 | 2023-11-02 20:56
ethernet-0/21 | SW-01 |  | TRUE | 1000BASE-T (1GE) |  |  | 97 |  |  | FALSE | [14 empty] | FALSE | #70 |  |  |  | PP-C 1-4C11 | CAM-02 eth0 | [7 empty] | 2023-11-02 20:56 | 2023-11-02 20:56
ethernet-0/22 | SW-01 |  | TRUE | 1000BASE-T (1GE) |  |  | 98 |  |  | FALSE | [14 empty] | FALSE | [13 empty] | 2023-11-02 20:56 | 2023-11-02 20:56
ethernet-0/23 | SW-01 |  | TRUE | 1000BASE-T (1GE) |  |  | 99 |  |  | FALSE | [14 empty] | FALSE | #71 |  |  |  | PP-C 1-4C12 | [8 empty] | 2023-11-02 20:56 | 2023-11-02 20:56
ethernet-0/24 | SW-01 |  | TRUE | 1000BASE-T (1GE) |  |  | 100 |  |  | FALSE | [14 empty] | FALSE | [13 empty] | 2023-11-02 20:56 | 2023-11-02 20:56
ethernet-0/25 | SW-01 |  | TRUE | 1000BASE-T (1GE) |  |  | 101 |  |  | FALSE | [14 empty] | FALSE | #72 |  |  |  | PP-C 1-4C13 | [8 empty] | 2023-11-02 20:56 | 2023-11-02 20:56
ethernet-0/26 | SW-01 |  | TRUE | 1000BASE-T (1GE) |  |  | 102 |  |  | FALSE | [14 empty] | FALSE | [13 empty] | 2023-11-02 20:56 | 2023-11-02 20:56
ethernet-0/27 | SW-01 |  | TRUE | 1000BASE-T (1GE) |  |  | 103 |  |  | FALSE | [14 empty] | FALSE | #73 |  |  |  | PP-C 1-4C14 | [8 empty] | 2023-11-02 20:56 | 2023-11-02 20:56
ethernet-0/28 | SW-01 |  | TRUE | 1000BASE-T (1GE) |  |  | 104 |  |  | FALSE | [14 empty] | FALSE | [13 empty] | 2023-11-02 20:56 | 2023-11-02 20:56
ethernet-0/29 | SW-01 |  | TRUE | 1000BASE-T (1GE) |  |  | 105 |  |  | FALSE | [14 empty] | FALSE | #74 |  |  |  | PP-C 1-4C15 | CAM-06 eth0 | [7 empty] | 2023-11-02 20:56 | 2023-11-02 20:56
ethernet-0/30 | SW-01 |  | TRUE | 1000BASE-T (1GE) |  |  | 106 |  |  | FALSE | [14 empty] | FALSE | [13 empty] | 2023-11-02 20:56 | 2023-11-02 20:56
ethernet-0/31 | SW-01 |  | TRUE | 1000BASE-T (1GE) |  |  | 107 |  |  | FALSE | [14 empty] | FALSE | #75 |  |  |  | PP-C 1-4C16 | CAM-07 eth0 | [7 empty] | 2023-11-02 20:56 | 2023-11-02 20:56
ethernet-0/32 | SW-01 |  | TRUE | 1000BASE-T (1GE) |  |  | 108 |  |  | FALSE | [14 empty] | FALSE | [13 empty] | 2023-11-02 20:56 | 2023-11-02 20:56
ethernet-0/33 | SW-01 |  | TRUE | 1000BASE-T (1GE) |  |  | 109 |  |  | FALSE | [14 empty] | FALSE | #76 |  |  |  | PP-C 1-4C17 | CAM-03 eth0 | [7 empty] | 2023-11-02 20:56 | 2023-11-02 20:56
ethernet-0/34 | SW-01 |  | TRUE | 1000BASE-T (1GE) |  |  | 110 |  |  | FALSE | [14 empty] | FALSE | [13 empty] | 2023-11-02 20:56 | 2023-11-02 20:56
ethernet-0/35 | SW-01 |  | TRUE | 1000BASE-T (1GE) |  |  | 111 |  |  | FALSE | [14 empty] | FALSE | #77 |  |  |  | PP-C 1-4C18 | CNC-01 eth0 | [7 empty] | 2023-11-02 20:56 | 2023-11-02 20:56
ethernet-0/36 | SW-01 |  | TRUE | 1000BASE-T (1GE) |  |  | 112 |  |  | FALSE | [14 empty] | FALSE | [13 empty] | 2023-11-02 20:56 | 2023-11-02 20:56
ethernet-0/37 | SW-01 |  | TRUE | 1000BASE-T (1GE) |  |  | 113 |  |  | FALSE | [14 empty] | FALSE | #78 |  |  |  | PP-C 1-4C19 | CAM-01 eth0 | [7 empty] | 2023-11-02 20:56 | 2023-11-02 20:56
ethernet-0/38 | SW-01 |  | TRUE | 1000BASE-T (1GE) |  |  | 114 |  |  | FALSE | [14 empty] | FALSE | #108 |  |  |  | GTW-06 GTW-06-ETH0 | GTW-06 GTW-06-ETH0 | [7 empty] | 2023-11-02 20:56 | 2023-11-02 20:56
ethernet-0/39 | SW-01 |  | TRUE | 1000BASE-T (1GE) |  |  | 115 |  |  | FALSE | [14 empty] | FALSE | #79 |  |  |  | PP-C 1-4C20 | [8 empty] | 2023-11-02 20:56 | 2023-11-02 20:56
ethernet-0/40 | SW-01 |  | TRUE | 1000BASE-T (1GE) |  |  | 116 |  |  | FALSE | [14 empty] | FALSE | #110 |  |  |  | SRV-02 vmnic0 | SRV-02 vmnic0 | [7 empty] | 2023-11-02 20:56 | 2023-11-02 20:56
ethernet-0/41 | SW-01 |  | TRUE | 1000BASE-T (1GE) |  |  | 117 |  |  | FALSE | [14 empty] | FALSE | #80 |  |  |  | PP-C 1-4C21 | [8 empty] | 2023-11-02 20:56 | 2023-11-02 20:56
ethernet-0/42 | SW-01 |  | TRUE | 1000BASE-T (1GE) |  |  | 118 |  |  | FALSE | [14 empty] | FALSE | #109 |  |  |  | SRV-02 MGMT | SRV-02 MGMT | [7 empty] | 2023-11-02 20:56 | 2023-11-02 20:56
ethernet-0/43 | SW-01 |  | TRUE | 1000BASE-T (1GE) |  |  | 119 |  |  | FALSE | [14 empty] | FALSE | #81 |  |  |  | PP-C 1-4C22 | [8 empty] | 2023-11-02 20:56 | 2023-11-02 20:56
ethernet-0/44 | SW-01 |  | TRUE | 1000BASE-T (1GE) |  |  | 120 |  |  | FALSE | [14 empty] | FALSE | #2 |  |  |  | SRV-01 Ethernet1 | SRV-01 Ethernet1 | [7 empty] | 2023-11-02 20:56 | 2023-11-02 20:56
ethernet-0/45 | SW-01 |  | TRUE | 1000BASE-T (1GE) |  |  | 121 |  |  | FALSE | [14 empty] | FALSE | #82 |  |  |  | PP-C 1-4C23 | [8 empty] | 2023-11-02 20:56 | 2023-11-02 20:56
ethernet-0/46 | SW-01 |  | TRUE | 1000BASE-T (1GE) |  |  | 122 |  |  | FALSE | [14 empty] | FALSE | #86 |  |  |  | SRV-01 MGMT | SRV-01 MGMT | [7 empty] | 2023-11-02 20:56 | 2023-11-02 20:56
ethernet-0/47 | SW-01 |  | TRUE | 1000BASE-T (1GE) |  |  | 123 |  |  | FALSE | [14 empty] | FALSE | #83 |  |  |  | PP-C 1-4C24 | [8 empty] | 2023-11-02 20:56 | 2023-11-02 20:56
ethernet-0/48 | SW-01 |  | TRUE | 1000BASE-T (1GE) |  |  | 124 |  |  | FALSE | [14 empty] | FALSE | #84 |  |  |  | AP-01 AP-01-LAN0 | AP-01 AP-01-LAN0 | [7 empty] | 2023-11-02 20:56 | 2023-11-02 20:56
ethernet-0/1 | SW-02 |  | TRUE | 1000BASE-T (1GE) |  |  | 125 |  |  | FALSE | [7 empty] | PSE | 802.3at (Type 2) | [5 empty] | FALSE | [13 empty] | 2023-11-03 18:43 | 2023-11-03 18:43
ethernet-0/2 | SW-02 |  | TRUE | 1000BASE-T (1GE) |  |  | 126 |  |  | FALSE | [7 empty] | PSE | 802.3at (Type 2) | [5 empty] | FALSE | [13 empty] | 2023-11-03 18:43 | 2023-11-03 18:43
ethernet-0/3 | SW-02 |  | TRUE | 1000BASE-T (1GE) |  |  | 127 |  |  | FALSE | [7 empty] | PSE | 802.3at (Type 2) | [5 empty] | FALSE | [13 empty] | 2023-11-03 18:43 | 2023-11-03 18:43
ethernet-0/4 | SW-02 |  | TRUE | 1000BASE-T (1GE) |  |  | 128 |  |  | FALSE | [7 empty] | PSE | 802.3at (Type 2) | [5 empty] | FALSE | [13 empty] | 2023-11-03 18:43 | 2023-11-03 18:43
ethernet-0/5 | SW-02 |  | TRUE | 1000BASE-T (1GE) |  |  | 129 |  |  | FALSE | [7 empty] | PSE | 802.3at (Type 2) | [5 empty] | FALSE | [13 empty] | 2023-11-03 18:43 | 2023-11-03 18:43
ethernet-0/6 | SW-02 |  | TRUE | 1000BASE-T (1GE) |  |  | 130 |  |  | FALSE | [7 empty] | PSE | 802.3at (Type 2) | [5 empty] | FALSE | [13 empty] | 2023-11-03 18:43 | 2023-11-03 18:43
ethernet-0/7 | SW-02 |  | TRUE | 1000BASE-T (1GE) |  |  | 131 |  |  | FALSE | [7 empty] | PSE | 802.3at (Type 2) | [5 empty] | FALSE | [13 empty] | 2023-11-03 18:43 | 2023-11-03 18:43
ethernet-0/8 | SW-02 |  | TRUE | 1000BASE-T (1GE) |  |  | 132 |  |  | FALSE | [7 empty] | PSE | 802.3at (Type 2) | [5 empty] | FALSE | [13 empty] | 2023-11-03 18:43 | 2023-11-03 18:43
ethernet-0/9 | SW-02 |  | TRUE | 1000BASE-T (1GE) |  |  | 133 |  |  | FALSE | [7 empty] | PSE | 802.3at (Type 2) | [5 empty] | FALSE | [13 empty] | 2023-11-03 18:43 | 2023-11-03 18:43
ethernet-0/10 | SW-02 |  | TRUE | 1000BASE-T (1GE) |  |  | 134 |  |  | FALSE | [7 empty] | PSE | 802.3at (Type 2) | [5 empty] | FALSE | #58 |  |  |  | PP-B 1-4B05 | PC-01 eth0 | [7 empty] | 2023-11-03 18:43 | 2023-11-03 18:43
ethernet-0/11 | SW-02 |  | TRUE | 1000BASE-T (1GE) |  |  | 135 |  |  | FALSE | [7 empty] | PSE | 802.3at (Type 2) | [5 empty] | FALSE | [13 empty] | 2023-11-03 18:43 | 2023-11-03 18:43
ethernet-0/12 | SW-02 |  | TRUE | 1000BASE-T (1GE) |  |  | 136 |  |  | FALSE | [7 empty] | PSE | 802.3at (Type 2) | [5 empty] | FALSE | #59 |  |  |  | PP-B 1-4B06 | PC-03 eth0 | [7 empty] | 2023-11-03 18:43 | 2023-11-03 18:43
ethernet-0/13 | SW-02 |  | TRUE | 1000BASE-T (1GE) |  |  | 137 |  |  | FALSE | [7 empty] | PSE | 802.3at (Type 2) | [5 empty] | FALSE | [13 empty] | 2023-11-03 18:43 | 2023-11-03 18:43
ethernet-0/14 | SW-02 |  | TRUE | 1000BASE-T (1GE) |  |  | 138 |  |  | FALSE | [7 empty] | PSE | 802.3at (Type 2) | [5 empty] | FALSE | #60 |  |  |  | PP-B 1-4B07 | [8 empty] | 2023-11-03 18:43 | 2023-11-03 18:43
ethernet-0/15 | SW-02 |  | TRUE | 1000BASE-T (1GE) |  |  | 139 |  |  | FALSE | [7 empty] | PSE | 802.3at (Type 2) | [5 empty] | FALSE | [13 empty] | 2023-11-03 18:43 | 2023-11-03 18:43
ethernet-0/16 | SW-02 |  | TRUE | 1000BASE-T (1GE) |  |  | 140 |  |  | FALSE | [7 empty] | PSE | 802.3at (Type 2) | [5 empty] | FALSE | #61 |  |  |  | PP-B 1-4B08 | PC-02 eth0 | [7 empty] | 2023-11-03 18:43 | 2023-11-03 18:43
ethernet-0/17 | SW-02 |  | TRUE | 1000BASE-T (1GE) |  |  | 141 |  |  | FALSE | [7 empty] | PSE | 802.3at (Type 2) | [5 empty] | FALSE | [13 empty] | 2023-11-03 18:43 | 2023-11-03 18:43
ethernet-0/18 | SW-02 |  | TRUE | 1000BASE-T (1GE) |  |  | 142 |  |  | FALSE | [7 empty] | PSE | 802.3at (Type 2) | [5 empty] | FALSE | #62 |  |  |  | PP-B 1-4B09 | PC-04 eth0 | [7 empty] | 2023-11-03 18:43 | 2023-11-03 18:43
ethernet-0/19 | SW-02 |  | TRUE | 1000BASE-T (1GE) |  |  | 143 |  |  | FALSE | [7 empty] | PSE | 802.3at (Type 2) | [5 empty] | FALSE | [13 empty] | 2023-11-03 18:43 | 2023-11-03 18:43
ethernet-0/20 | SW-02 |  | TRUE | 1000BASE-T (1GE) |  |  | 144 |  |  | FALSE | [7 empty] | PSE | 802.3at (Type 2) | [5 empty] | FALSE | [13 empty] | 2023-11-03 18:43 | 2023-11-03 18:43
ethernet-0/21 | SW-02 |  | TRUE | 1000BASE-T (1GE) |  |  | 145 |  |  | FALSE | [7 empty] | PSE | 802.3at (Type 2) | [5 empty] | FALSE | [13 empty] | 2023-11-03 18:43 | 2023-11-03 18:43
ethernet-0/22 | SW-02 |  | TRUE | 1000BASE-T (1GE) |  |  | 146 |  |  | FALSE | [7 empty] | PSE | 802.3at (Type 2) | [5 empty] | FALSE | [13 empty] | 2023-11-03 18:43 | 2023-11-03 18:43
ethernet-0/23 | SW-02 |  | TRUE | 1000BASE-T (1GE) |  |  | 147 |  |  | FALSE | [7 empty] | PSE | 802.3at (Type 2) | [5 empty] | FALSE | [13 empty] | 2023-11-03 18:43 | 2023-11-03 18:43
ethernet-0/24 | SW-02 |  | TRUE | 1000BASE-T (1GE) |  |  | 148 |  |  | FALSE | [7 empty] | PSE | 802.3at (Type 2) | [5 empty] | FALSE | [13 empty] | 2023-11-03 18:43 | 2023-11-03 18:43
ethernet-0/25 | SW-02 |  | TRUE | 1000BASE-T (1GE) |  |  | 149 |  |  | FALSE | [7 empty] | PSE | 802.3at (Type 2) | [5 empty] | FALSE | [13 empty] | 2023-11-03 18:43 | 2023-11-03 18:43
ethernet-0/26 | SW-02 |  | TRUE | 1000BASE-T (1GE) |  |  | 150 |  |  | FALSE | [7 empty] | PSE | 802.3at (Type 2) | [5 empty] | FALSE | [13 empty] | 2023-11-03 18:43 | 2023-11-03 18:43
ethernet-0/27 | SW-02 |  | TRUE | 1000BASE-T (1GE) |  |  | 151 |  |  | FALSE | [7 empty] | PSE | 802.3at (Type 2) | [5 empty] | FALSE | [13 empty] | 2023-11-03 18:43 | 2023-11-03 18:43
ethernet-0/28 | SW-02 |  | TRUE | 1000BASE-T (1GE) |  |  | 152 |  |  | FALSE | [7 empty] | PSE | 802.3at (Type 2) | [5 empty] | FALSE | [13 empty] | 2023-11-03 18:43 | 2023-11-03 18:43
ethernet-0/29 | SW-02 |  | TRUE | 1000BASE-T (1GE) |  |  | 153 |  |  | FALSE | [7 empty] | PSE | 802.3at (Type 2) | [5 empty] | FALSE | [13 empty] | 2023-11-03 18:43 | 2023-11-03 18:43
ethernet-0/30 | SW-02 |  | TRUE | 1000BASE-T (1GE) |  |  | 154 |  |  | FALSE | [7 empty] | PSE | 802.3at (Type 2) | [5 empty] | FALSE | [13 empty] | 2023-11-03 18:43 | 2023-11-03 18:43
ethernet-0/31 | SW-02 |  | TRUE | 1000BASE-T (1GE) |  |  | 155 |  |  | FALSE | [7 empty] | PSE | 802.3at (Type 2) | [5 empty] | FALSE | [13 empty] | 2023-11-03 18:43 | 2023-11-03 18:43
ethernet-0/32 | SW-02 |  | TRUE | 1000BASE-T (1GE) |  |  | 156 |  |  | FALSE | [7 empty] | PSE | 802.3at (Type 2) | [5 empty] | FALSE | [13 empty] | 2023-11-03 18:43 | 2023-11-03 18:43
ethernet-0/33 | SW-02 |  | TRUE | 1000BASE-T (1GE) |  |  | 157 |  |  | FALSE | [7 empty] | PSE | 802.3at (Type 2) | [5 empty] | FALSE | [13 empty] | 2023-11-03 18:43 | 2023-11-03 18:43
ethernet-0/34 | SW-02 |  | TRUE | 1000BASE-T (1GE) |  |  | 158 |  |  | FALSE | [7 empty] | PSE | 802.3at (Type 2) | [5 empty] | FALSE | [13 empty] | 2023-11-03 18:43 | 2023-11-03 18:43
ethernet-0/35 | SW-02 |  | TRUE | 1000BASE-T (1GE) |  |  | 159 |  |  | FALSE | [7 empty] | PSE | 802.3at (Type 2) | [5 empty] | FALSE | [13 empty] | 2023-11-03 18:43 | 2023-11-03 18:43
ethernet-0/36 | SW-02 |  | TRUE | 1000BASE-T (1GE) |  |  | 160 |  |  | FALSE | [7 empty] | PSE | 802.3at (Type 2) | [5 empty] | FALSE | [13 empty] | 2023-11-03 18:43 | 2023-11-03 18:43
ethernet-0/37 | SW-02 |  | TRUE | 1000BASE-T (1GE) |  |  | 161 |  |  | FALSE | [7 empty] | PSE | 802.3at (Type 2) | [5 empty] | FALSE | [13 empty] | 2023-11-03 18:43 | 2023-11-03 18:43
ethernet-0/38 | SW-02 |  | TRUE | 1000BASE-T (1GE) |  |  | 162 |  |  | FALSE | [7 empty] | PSE | 802.3at (Type 2) | [5 empty] | FALSE | [13 empty] | 2023-11-03 18:43 | 2023-11-03 18:43
ethernet-0/39 | SW-02 |  | TRUE | 1000BASE-T (1GE) |  |  | 163 |  |  | FALSE | [7 empty] | PSE | 802.3at (Type 2) | [5 empty] | FALSE | [13 empty] | 2023-11-03 18:43 | 2023-11-03 18:43
ethernet-0/40 | SW-02 |  | TRUE | 1000BASE-T (1GE) |  |  | 164 |  |  | FALSE | [7 empty] | PSE | 802.3at (Type 2) | [5 empty] | FALSE | [13 empty] | 2023-11-03 18:43 | 2023-11-03 18:43
ethernet-0/41 | SW-02 |  | TRUE | 1000BASE-T (1GE) |  |  | 165 |  |  | FALSE | [7 empty] | PSE | 802.3at (Type 2) | [5 empty] | FALSE | [13 empty] | 2023-11-03 18:43 | 2023-11-03 18:43
ethernet-0/42 | SW-02 |  | TRUE | 1000BASE-T (1GE) |  |  | 166 |  |  | FALSE | [7 empty] | PSE | 802.3at (Type 2) | [5 empty] | FALSE | [13 empty] | 2023-11-03 18:43 | 2023-11-03 18:43
ethernet-0/43 | SW-02 |  | TRUE | 1000BASE-T (1GE) |  |  | 167 |  |  | FALSE | [7 empty] | PSE | 802.3at (Type 2) | [5 empty] | FALSE | [13 empty] | 2023-11-03 18:43 | 2023-11-03 18:43
ethernet-0/44 | SW-02 |  | TRUE | 1000BASE-T (1GE) |  |  | 168 |  |  | FALSE | [7 empty] | PSE | 802.3at (Type 2) | [5 empty] | FALSE | [13 empty] | 2023-11-03 18:43 | 2023-11-03 18:43
ethernet-0/45 | SW-02 |  | TRUE | 1000BASE-T (1GE) |  |  | 169 |  |  | FALSE | [7 empty] | PSE | 802.3at (Type 2) | [5 empty] | FALSE | [13 empty] | 2023-11-03 18:43 | 2023-11-03 18:43
ethernet-0/46 | SW-02 |  | TRUE | 1000BASE-T (1GE) |  |  | 170 |  |  | FALSE | [7 empty] | PSE | 802.3at (Type 2) | [5 empty] | FALSE | [13 empty] | 2023-11-03 18:43 | 2023-11-03 18:43
ethernet-0/47 | SW-02 |  | TRUE | 1000BASE-T (1GE) |  |  | 171 |  |  | FALSE | [7 empty] | PSE | 802.3at (Type 2) | [5 empty] | FALSE | [13 empty] | 2023-11-03 18:43 | 2023-11-03 18:43
ethernet-0/48 | SW-02 |  | TRUE | 1000BASE-T (1GE) |  |  | 172 |  |  | FALSE | [7 empty] | PSE | 802.3at (Type 2) | [5 empty] | FALSE | [13 empty] | 2023-11-03 18:43 | 2023-11-03 18:43
FastEthernet1/1 | SW-03 |  | TRUE | 100BASE-TX (10/100ME) |  |  | 196 |  |  | FALSE | [14 empty] | FALSE | #37 |  |  |  | PP-A 1-4A13 | [8 empty] | 2023-12-01 14:37 | 2023-12-01 14:37
FastEthernet1/2 | SW-03 |  | TRUE | 100BASE-TX (10/100ME) |  |  | 197 |  |  | FALSE | [14 empty] | FALSE | #38 |  |  |  | PP-A 1-4A15 | [8 empty] | 2023-12-01 14:37 | 2023-12-01 14:37
FastEthernet1/3 | SW-03 |  | TRUE | 100BASE-TX (10/100ME) |  |  | 198 |  |  | FALSE | [14 empty] | FALSE | #39 |  |  |  | PP-A 1-4A17 | [8 empty] | 2023-12-01 14:37 | 2023-12-01 14:37
FastEthernet1/4 | SW-03 |  | TRUE | 100BASE-TX (10/100ME) |  |  | 199 |  |  | FALSE | [14 empty] | FALSE | #40 |  |  |  | PP-A 1-4A19 | ROBOT-02 eth0 | [7 empty] | 2023-12-01 14:37 | 2023-12-01 14:37
FastEthernet1/5 | SW-03 |  | TRUE | 100BASE-TX (10/100ME) |  |  | 200 |  |  | FALSE | [14 empty] | FALSE | #42 |  |  |  | PP-A 1-4A20 | HMI-01 eth0 | [7 empty] | 2023-12-01 14:37 | 2023-12-01 14:37
FastEthernet1/6 | SW-03 |  | TRUE | 100BASE-TX (10/100ME) |  |  | 201 |  |  | FALSE | [14 empty] | FALSE | #43 |  |  |  | PP-A 1-4A21 | CAM-09 eth0 | [7 empty] | 2023-12-01 14:37 | 2023-12-01 14:37
FastEthernet1/7 | SW-03 |  | TRUE | 100BASE-TX (10/100ME) |  |  | 202 |  |  | FALSE | [14 empty] | FALSE | #44 |  |  |  | PP-A 1-4A23 | [8 empty] | 2023-12-01 14:37 | 2023-12-01 14:37
FastEthernet1/8 | SW-03 |  | TRUE | 100BASE-TX (10/100ME) |  |  | 203 |  |  | FALSE | [14 empty] | FALSE | #45 |  |  |  | PP-A 1-4A24 | [8 empty] | 2023-12-01 14:37 | 2023-12-01 14:37
FastEthernet1/9 | SW-03 |  | TRUE | 100BASE-TX (10/100ME) |  |  | 204 |  |  | FALSE | [14 empty] | FALSE | #46 |  |  |  | PP-B 1-4B13 | [8 empty] | 2023-12-01 14:37 | 2023-12-01 14:37
FastEthernet1/10 | SW-03 |  | TRUE | 100BASE-TX (10/100ME) |  |  | 205 |  |  | FALSE | [14 empty] | FALSE | #47 |  |  |  | PP-B 1-4B15 | ROBOT-01 ROBOT-01-ETH0 | [7 empty] | 2023-12-01 14:37 | 2023-12-01 14:37
FastEthernet1/11 | SW-03 |  | TRUE | 100BASE-TX (10/100ME) |  |  | 206 |  |  | FALSE | [14 empty] | FALSE | #50 |  |  |  | PP-B 1-4B17 | ROBOT-03 ROBOT-03-ETH0 | [7 empty] | 2023-12-01 14:37 | 2023-12-01 14:37
FastEthernet1/12 | SW-03 |  | TRUE | 100BASE-TX (10/100ME) |  |  | 207 |  |  | FALSE | [14 empty] | FALSE | #93 |  |  |  | PP-D 1-4D13 | ADAPT-01 eth0 | [7 empty] | 2023-12-01 14:37 | 2023-12-01 14:37
FastEthernet1/13 | SW-03 |  | TRUE | 100BASE-TX (10/100ME) |  |  | 208 |  |  | FALSE | [14 empty] | FALSE | #52 |  |  |  | PP-B 1-4B20 | [8 empty] | 2023-12-01 14:37 | 2023-12-01 14:37
FastEthernet1/14 | SW-03 |  | TRUE | 100BASE-TX (10/100ME) |  |  | 209 |  |  | FALSE | [14 empty] | FALSE | #53 |  |  |  | PP-B 1-4B21 | [8 empty] | 2023-12-01 14:37 | 2023-12-01 14:37
FastEthernet1/15 | SW-03 |  | TRUE | 100BASE-TX (10/100ME) |  |  | 210 |  |  | FALSE | [14 empty] | FALSE | #54 |  |  |  | PP-B 1-4B23 | [8 empty] | 2023-12-01 14:37 | 2023-12-01 14:37
FastEthernet1/16 | SW-03 |  | TRUE | 100BASE-TX (10/100ME) |  |  | 211 |  |  | FALSE | [14 empty] | FALSE | #55 |  |  |  | PP-B 1-4B24 | DRIVE-05 eth0 | [7 empty] | 2023-12-01 14:37 | 2023-12-01 14:37
FastEthernet1/17 | SW-03 |  | TRUE | 100BASE-TX (10/100ME) |  |  | 212 |  |  | FALSE | [14 empty] | FALSE | [13 empty] | 2023-12-01 14:37 | 2023-12-01 14:37
FastEthernet1/18 | SW-03 |  | TRUE | 100BASE-TX (10/100ME) |  |  | 213 |  |  | FALSE | [14 empty] | FALSE | [13 empty] | 2023-12-01 14:37 | 2023-12-01 14:37
GigabitEthernet1/1 | SW-03 |  | TRUE | 1000BASE-T (1GE) |  |  | 214 |  |  | FALSE | [14 empty] | FALSE | [13 empty] | 2023-12-01 14:42 | 2023-12-01 14:42
GigabitEthernet1/2 | SW-03 |  | TRUE | 1000BASE-T (1GE) |  |  | 215 |  |  | FALSE | [14 empty] | FALSE | [13 empty] | 2023-12-01 14:42 | 2023-12-01 14:42
vlan99 | SW-03 |  | TRUE | Virtual |  | 10.240.14.23/24 | 216 |  |  | FALSE | [5 empty] | E4:8E:BB:06:3E:C2 | [8 empty] | FALSE | [13 empty] | 2023-12-07 16:59 | 2023-12-07 16:59
FastEthernet1/1 | SW-04 |  | TRUE | 100BASE-TX (10/100ME) |  |  | 176 |  |  | FALSE | [5 empty] | E4:8E:BB:6B:AF:03 | [8 empty] | FALSE | #18 |  |  |  | PP-A 1-4A01 | PLC-02 Ethernet IP module | [7 empty] | 2023-11-30 15:47 | 2023-11-30 15:51
FastEthernet1/2 | SW-04 |  | TRUE | 100BASE-TX (10/100ME) |  |  | 177 |  |  | FALSE | [5 empty] | E4:8E:BB:6B:AF:04 | [8 empty] | FALSE | #20 |  |  |  | PP-A 1-4A03 | [8 empty] | 2023-11-30 15:47 | 2023-11-30 15:51
FastEthernet1/3 | SW-04 |  | TRUE | 100BASE-TX (10/100ME) |  |  | 178 |  |  | FALSE | [14 empty] | FALSE | #21 |  |  |  | PP-A 1-4A05 | PLC-03 eth0 | [7 empty] | 2023-11-30 15:47 | 2023-11-30 15:47
FastEthernet1/4 | SW-04 |  | TRUE | 100BASE-TX (10/100ME) |  |  | 179 |  |  | FALSE | [14 empty] | FALSE | #25 |  |  |  | PP-A 1-4A07 | [8 empty] | 2023-11-30 15:47 | 2023-11-30 15:47
FastEthernet1/5 | SW-04 |  | TRUE | 100BASE-TX (10/100ME) |  |  | 180 |  |  | FALSE | [14 empty] | FALSE | #24 |  |  |  | PP-A 1-4A08 | GTW-04 lan1 | [7 empty] | 2023-11-30 15:47 | 2023-11-30 15:47
FastEthernet1/6 | SW-04 |  | TRUE | 100BASE-TX (10/100ME) |  |  | 181 |  |  | FALSE | [14 empty] | FALSE | #27 |  |  |  | PP-A 1-4A09 | PLC-01 Ethernet IP module | [7 empty] | 2023-11-30 15:47 | 2023-11-30 15:47
FastEthernet1/7 | SW-04 |  | TRUE | 100BASE-TX (10/100ME) |  |  | 182 |  |  | FALSE | [14 empty] | FALSE | #28 |  |  |  | PP-A 1-4A11 | [8 empty] | 2023-11-30 15:47 | 2023-11-30 15:47
FastEthernet1/8 | SW-04 |  | TRUE | 100BASE-TX (10/100ME) |  |  | 183 |  |  | FALSE | [14 empty] | FALSE | #26 |  |  |  | PP-A 1-4A12 | [8 empty] | 2023-11-30 15:47 | 2023-11-30 15:47
FastEthernet1/9 | SW-04 |  | TRUE | 100BASE-TX (10/100ME) |  |  | 184 |  |  | FALSE | [14 empty] | FALSE | #30 |  |  |  | PP-B 1-4B01 | [8 empty] | 2023-11-30 15:47 | 2023-11-30 15:47
FastEthernet1/10 | SW-04 |  | TRUE | 100BASE-TX (10/100ME) |  |  | 185 |  |  | FALSE | [14 empty] | FALSE | #33 |  |  |  | PP-B 1-4B02 | [8 empty] | 2023-11-30 15:47 | 2023-11-30 15:47
FastEthernet1/11 | SW-04 |  | TRUE | 100BASE-TX (10/100ME) |  |  | 186 |  |  | FALSE | [14 empty] | FALSE | #32 |  |  |  | PP-B 1-4B03 | [8 empty] | 2023-11-30 15:47 | 2023-11-30 15:47
FastEthernet1/12 | SW-04 |  | TRUE | 100BASE-TX (10/100ME) |  |  | 187 |  |  | FALSE | [14 empty] | FALSE | #31 |  |  |  | PP-B 1-4B04 | [8 empty] | 2023-11-30 15:47 | 2023-11-30 15:47
FastEthernet1/13 | SW-04 |  | TRUE | 100BASE-TX (10/100ME) |  |  | 188 |  |  | FALSE | [14 empty] | FALSE | #34 |  |  |  | PP-B 1-4B10 | [8 empty] | 2023-11-30 15:47 | 2023-11-30 15:47
FastEthernet1/14 | SW-04 |  | TRUE | 100BASE-TX (10/100ME) |  |  | 189 |  |  | FALSE | [14 empty] | FALSE | #14 |  |  |  | PP-D 1-4D10 | CNC-02 eth0 | [7 empty] | 2023-11-30 15:47 | 2023-11-30 15:47
FastEthernet1/15 | SW-04 |  | TRUE | 100BASE-TX (10/100ME) |  |  | 190 |  |  | FALSE | [14 empty] | FALSE | #15 |  |  |  | PP-D 1-4D11 | ADAPT-02 eth0 | [7 empty] | 2023-11-30 15:47 | 2023-11-30 15:47
FastEthernet1/16 | SW-04 |  | TRUE | 100BASE-TX (10/100ME) |  |  | 191 |  |  | FALSE | [14 empty] | FALSE | #16 |  |  |  | PP-D 1-4D12 | CNC-03 eth0 | [7 empty] | 2023-11-30 15:47 | 2023-11-30 15:47
FastEthernet1/17 | SW-04 |  | TRUE | 100BASE-TX (10/100ME) |  |  | 192 |  |  | FALSE | [14 empty] | FALSE | [13 empty] | 2023-11-30 15:47 | 2023-11-30 15:47
FastEthernet1/18 | SW-04 |  | TRUE | 100BASE-TX (10/100ME) |  |  | 193 |  |  | FALSE | [14 empty] | FALSE | [13 empty] | 2023-11-30 15:47 | 2023-11-30 15:47
GigabitEthernet1/1 | SW-04 |  | TRUE | 1000BASE-T (1GE) |  |  | 194 |  |  | FALSE | [5 empty] | E4:8E:BB:6B:AF:01 | [8 empty] | FALSE | [13 empty] | 2023-11-30 15:52 | 2023-11-30 15:53
GigabitEthernet1/2 | SW-04 |  | TRUE | 1000BASE-T (1GE) |  |  | 195 |  |  | FALSE | [5 empty] | E4:8E:BB:6B:AF:02 | [8 empty] | FALSE | [13 empty] | 2023-11-30 15:52 | 2023-11-30 15:53
vlan99 | SW-04 |  | TRUE | Virtual |  | 10.240.14.24/24 | 217 |  |  | FALSE | [5 empty] | E4:8E:BB:6B:AF:41 | [8 empty] | FALSE | [13 empty] | 2023-12-07 17:21 | 2023-12-07 17:21

## netbox_interface connections
Device | Interface | Connection | Reachable | ID | Cable | Cable Color | Link Peers | Mark Connected
3DPRT-01 | 3DPRT-01-eth0 | SW-01 ethernet-0/9 | TRUE | 1 | #101 |  | PP-C 1-4C05 | FALSE
3DPRT-02 | 3DPRT-02-eth0 | SW-01 ethernet-0/19 | TRUE | 59 | #4 |  | PP-C 1-4C10 | FALSE
ADAPT-01 | eth0 | SW-03 FastEthernet1/12 | TRUE | 38 | #91 |  | PP-D 1-4D13 | FALSE
ADAPT-02 | eth0 | SW-04 FastEthernet1/15 | TRUE | 37 | #90 |  | PP-D 1-4D11 | FALSE
AP-01 | AP-01-LAN0 | SW-01 ethernet-0/48 | TRUE | 75 | #84 |  | SW-01 ethernet-0/48 | FALSE
CAM-01 | eth0 | SW-01 ethernet-0/37 | TRUE | 8 | #57 |  | PP-C 1-4C19 | FALSE
CAM-02 | eth0 | SW-01 ethernet-0/21 | TRUE | 48 | #3 |  | PP-C 1-4C11 | FALSE
CAM-03 | eth0 | SW-01 ethernet-0/33 | TRUE | 9 | #104 |  | PP-C 1-4C17 | FALSE
CAM-06 | eth0 | SW-01 ethernet-0/29 | TRUE | 11 | #56 |  | PP-C 1-4C15 | FALSE
CAM-07 | eth0 | SW-01 ethernet-0/31 | TRUE | 12 | #103 |  | PP-C 1-4C16 | FALSE
CAM-09 | eth0 | SW-03 FastEthernet1/6 | TRUE | 33 | #96 |  | PP-A 1-4A21 | FALSE
CNC-01 | eth0 | SW-01 ethernet-0/35 | TRUE | 25 | #102 |  | PP-C 1-4C18 | FALSE
CNC-02 | eth0 | SW-04 FastEthernet1/14 | TRUE | 44 | #89 |  | PP-D 1-4D10 | FALSE
CNC-03 | eth0 | SW-04 FastEthernet1/16 | TRUE | 43 | #92 |  | PP-D 1-4D12 | FALSE
DRIVE-05 | eth0 | SW-03 FastEthernet1/16 | TRUE | 19 | #49 |  | PP-B 1-4B24 | FALSE
GTW-04 | lan1 | SW-04 FastEthernet1/5 | TRUE | 68 | #94 |  | PP-A 1-4A08 | FALSE
GTW-06 | GTW-06-ETH0 | SW-01 ethernet-0/38 | TRUE | 224 | #108 |  | SW-01 ethernet-0/38 | FALSE
HMI-01 | eth0 | SW-03 FastEthernet1/5 | TRUE | 18 | #41 |  | PP-A 1-4A20 | FALSE
PC-01 | eth0 | SW-02 ethernet-0/10 | TRUE | 27 | #97 |  | PP-B 1-4B05 | FALSE
PC-02 | eth0 | SW-02 ethernet-0/16 | TRUE | 28 | #99 |  | PP-B 1-4B08 | FALSE
PC-03 | eth0 | SW-02 ethernet-0/12 | TRUE | 29 | #98 |  | PP-B 1-4B06 | FALSE
PC-04 | eth0 | SW-02 ethernet-0/18 | TRUE | 30 | #88 |  | PP-B 1-4B09 | FALSE
PC-05 | PC-05-ETH0 | SW-01 ethernet-0/11 | TRUE | 175 | #87 |  | PP-C 1-4C06 | FALSE
PC-07 | eth0 | SW-01 ethernet-0/7 | TRUE | 219 | #100 |  | PP-C 1-4C04 | FALSE
PC-08 | eth0 | SW-01 ethernet-0/10 | TRUE | 220 | #105 |  | PP-D 1-4D05 | FALSE
PLC-01 | Ethernet IP module | SW-04 FastEthernet1/6 | TRUE | 6 | #29 |  | PP-A 1-4A09 | FALSE
PLC-02 | Ethernet IP module | SW-04 FastEthernet1/1 | TRUE | 7 | #19 |  | PP-A 1-4A01 | FALSE
PLC-03 | eth0 | SW-04 FastEthernet1/3 | TRUE | 22 | #22 |  | PP-A 1-4A05 | FALSE
ROBOT-01 | ROBOT-01-ETH0 | SW-03 FastEthernet1/10 | TRUE | 34 | #48 |  | PP-B 1-4B15 | FALSE
ROBOT-02 | eth0 | SW-03 FastEthernet1/4 | TRUE | 32 | #95 |  | PP-A 1-4A19 | FALSE
ROBOT-03 | ROBOT-03-ETH0 | SW-03 FastEthernet1/11 | TRUE | 222 | #107 |  | PP-B 1-4B17 | FALSE
SRV-01 | Ethernet1 | SW-01 ethernet-0/44 | TRUE | 17 | #2 |  | SW-01 ethernet-0/44 | FALSE
SRV-01 | MGMT | SW-01 ethernet-0/46 | TRUE | 174 | #86 |  | SW-01 ethernet-0/46 | FALSE
SRV-02 | MGMT | SW-01 ethernet-0/42 | TRUE | 173 | #109 |  | SW-01 ethernet-0/42 | FALSE
SRV-02 | vmnic0 | SW-01 ethernet-0/40 | TRUE | 60 | #110 |  | SW-01 ethernet-0/40 | FALSE
SRV-02 | vmnic1 | SW-01 ethernet-0/20 | TRUE | 61 | #111 |  | SW-01 ethernet-0/20 | FALSE
SW-01 | ethernet-0/7 | PC-07 eth0 | TRUE | 83 | #63 |  | PP-C 1-4C04 | FALSE
SW-01 | ethernet-0/9 | 3DPRT-01 3DPRT-01-eth0 | TRUE | 85 | #64 |  | PP-C 1-4C05 | FALSE
SW-01 | ethernet-0/10 | PC-08 eth0 | TRUE | 86 | #9 |  | PP-D 1-4D05 | FALSE
SW-01 | ethernet-0/11 | PC-05 PC-05-ETH0 | TRUE | 87 | #65 |  | PP-C 1-4C06 | FALSE
SW-01 | ethernet-0/19 | 3DPRT-02 3DPRT-02-eth0 | TRUE | 95 | #69 |  | PP-C 1-4C10 | FALSE
SW-01 | ethernet-0/20 | SRV-02 vmnic1 | TRUE | 96 | #111 |  | SRV-02 vmnic1 | FALSE
SW-01 | ethernet-0/21 | CAM-02 eth0 | TRUE | 97 | #70 |  | PP-C 1-4C11 | FALSE
SW-01 | ethernet-0/29 | CAM-06 eth0 | TRUE | 105 | #74 |  | PP-C 1-4C15 | FALSE
SW-01 | ethernet-0/31 | CAM-07 eth0 | TRUE | 107 | #75 |  | PP-C 1-4C16 | FALSE
SW-01 | ethernet-0/33 | CAM-03 eth0 | TRUE | 109 | #76 |  | PP-C 1-4C17 | FALSE
SW-01 | ethernet-0/35 | CNC-01 eth0 | TRUE | 111 | #77 |  | PP-C 1-4C18 | FALSE
SW-01 | ethernet-0/37 | CAM-01 eth0 | TRUE | 113 | #78 |  | PP-C 1-4C19 | FALSE
SW-01 | ethernet-0/38 | GTW-06 GTW-06-ETH0 | TRUE | 114 | #108 |  | GTW-06 GTW-06-ETH0 | FALSE
SW-01 | ethernet-0/40 | SRV-02 vmnic0 | TRUE | 116 | #110 |  | SRV-02 vmnic0 | FALSE
SW-01 | ethernet-0/42 | SRV-02 MGMT | TRUE | 118 | #109 |  | SRV-02 MGMT | FALSE
SW-01 | ethernet-0/44 | SRV-01 Ethernet1 | TRUE | 120 | #2 |  | SRV-01 Ethernet1 | FALSE
SW-01 | ethernet-0/46 | SRV-01 MGMT | TRUE | 122 | #86 |  | SRV-01 MGMT | FALSE
SW-01 | ethernet-0/48 | AP-01 AP-01-LAN0 | TRUE | 124 | #84 |  | AP-01 AP-01-LAN0 | FALSE
SW-02 | ethernet-0/10 | PC-01 eth0 | TRUE | 134 | #58 |  | PP-B 1-4B05 | FALSE
SW-02 | ethernet-0/12 | PC-03 eth0 | TRUE | 136 | #59 |  | PP-B 1-4B06 | FALSE
SW-02 | ethernet-0/16 | PC-02 eth0 | TRUE | 140 | #61 |  | PP-B 1-4B08 | FALSE
SW-02 | ethernet-0/18 | PC-04 eth0 | TRUE | 142 | #62 |  | PP-B 1-4B09 | FALSE
SW-03 | FastEthernet1/4 | ROBOT-02 eth0 | TRUE | 199 | #40 |  | PP-A 1-4A19 | FALSE
SW-03 | FastEthernet1/5 | HMI-01 eth0 | TRUE | 200 | #42 |  | PP-A 1-4A20 | FALSE
SW-03 | FastEthernet1/6 | CAM-09 eth0 | TRUE | 201 | #43 |  | PP-A 1-4A21 | FALSE
SW-03 | FastEthernet1/10 | ROBOT-01 ROBOT-01-ETH0 | TRUE | 205 | #47 |  | PP-B 1-4B15 | FALSE
SW-03 | FastEthernet1/11 | ROBOT-03 ROBOT-03-ETH0 | TRUE | 206 | #50 |  | PP-B 1-4B17 | FALSE
SW-03 | FastEthernet1/12 | ADAPT-01 eth0 | TRUE | 207 | #93 |  | PP-D 1-4D13 | FALSE
SW-03 | FastEthernet1/16 | DRIVE-05 eth0 | TRUE | 211 | #55 |  | PP-B 1-4B24 | FALSE
SW-04 | FastEthernet1/1 | PLC-02 Ethernet IP module | TRUE | 176 | #18 |  | PP-A 1-4A01 | FALSE
SW-04 | FastEthernet1/3 | PLC-03 eth0 | TRUE | 178 | #21 |  | PP-A 1-4A05 | FALSE
SW-04 | FastEthernet1/5 | GTW-04 lan1 | TRUE | 180 | #24 |  | PP-A 1-4A08 | FALSE
SW-04 | FastEthernet1/6 | PLC-01 Ethernet IP module | TRUE | 181 | #27 |  | PP-A 1-4A09 | FALSE
SW-04 | FastEthernet1/14 | CNC-02 eth0 | TRUE | 189 | #14 |  | PP-D 1-4D10 | FALSE
SW-04 | FastEthernet1/15 | ADAPT-02 eth0 | TRUE | 190 | #15 |  | PP-D 1-4D11 | FALSE
SW-04 | FastEthernet1/16 | CNC-03 eth0 | TRUE | 191 | #16 |  | PP-D 1-4D12 | FALSE

## netbox_devices
ID | Name | Status | Site | Location | Role | Manufacturer | Type | IP Address | Description | Tenant | Tenant Group | Platform | Serial number | Asset tag | Region | Site Group | Rack | Parent Device | Position (Device Bay) | Position | Rack face | Latitude | Longitude | Airflow | IPv4 Address | IPv6 Address | OOB IP | Cluster | Virtual Chassis | VC Position | VC Priority | Config Template | Comments | Contacts | Tags | Created | Last updated | Console ports | Console server ports | Power ports | Power outlets | Interfaces | Front ports | Rear ports | Device bays | Module bays | Inventory items | Management | zabbix_hostid | Edge node | Endpoint devices | zabbix_latestData
2 | 3DPRT-01 | Active | Bureau principal | Mini-usine | 3D printer | Raise 3D | Pro2 | 10.240.14.60/24 |  |  |  |  | 10132045052 |  | Sherbrooke | [9 empty] | 10.240.14.60/24 | [9 empty] | IIoT | 2023-05-04 14:02 | 2023-10-18 20:04 | 0 | 0 | 0 | 0 | 2 | 0 | 0 | 0 | 0 | 0 |  | 10577 |  |  | https://zabbix.lab.productique.quebec/zabbix.php?action=latest.view&hostids[]=10577
75 | 3DPRT-02 | Active | Bureau principal | Cellule de fabrication de pointe | 3D printer | Renishaw | AM 400 | 10.240.14.73/24 | [6 empty] | Sherbrooke | [9 empty] | 10.240.14.73/24 | [9 empty] | IIoT | 2023-05-19 17:23 | 2024-01-30 16:43 | 0 | 0 | 0 | 0 | 1 | 0 | 0 | 0 | 0 | 0
66 | CAM-08 | Active | Bureau principal | Cellule de fabrication de pointe | Camera | Vikylin | PTZ-3601-IZ | 10.240.14.58/24 | Caméra de la CMM |  |  |  | Y2022112400018 |  | Sherbrooke | [9 empty] | 10.240.14.58/24 | [7 empty] | Utiliser le lien suivant pour le flux RTSP : rtsp://operateur:j8mPxfHwf@$5@10.240.14.58/stream0 Installer OBS Studio et le plugin PTZ Controls https://github.com/glikely/obs-ptz |  | IIoT | 2023-05-15 17:37 | 2023-09-20 14:18 | 0 | 0 | 0 | 0 | 1 | 0 | 0 | 0 | 0 | 0 | http://10.240.14.58:8080/ | 10586 |  |  | https://zabbix.lab.productique.quebec/zabbix.php?action=latest.view&hostids[]=10586
57 | CAM-07 | Active | Bureau principal |  | Camera | Reolink | RLC-410 | 10.240.14.57/24 | [6 empty] | Sherbrooke | [9 empty] | 10.240.14.57/24 | [7 empty] | ### Accéder au flux RTSP de cette caméra : rtsp://**utilisateur**:**mdp**@**adresse IP**/264Preview_01_main Identifiants dans la collection **Laboratoire** du gestionnaire de mots de passe. |  | IIoT | 2023-05-08 18:33 | 2024-01-24 15:02 | 0 | 0 | 0 | 0 | 1 | 0 | 0 | 0 | 0 | 0 |  | 10585 |  |  | https://zabbix.lab.productique.quebec/zabbix.php?action=latest.view&hostids[]=10585
56 | CAM-06 | Active | Bureau principal |  | Camera | Reolink | RLC-410 | 10.240.14.56/24 | [6 empty] | Sherbrooke | [9 empty] | 10.240.14.56/24 | [7 empty] | ### Accéder au flux RTSP de cette caméra : rtsp://**utilisateur**:**mdp**@**adresse IP**/264Preview_01_main Identifiants dans la collection **Laboratoire** du gestionnaire de mots de passe. |  | IIoT | 2023-05-08 18:30 | 2024-01-24 15:02 | 0 | 0 | 0 | 0 | 1 | 0 | 0 | 0 | 0 | 0 |  | 10584 |  |  | https://zabbix.lab.productique.quebec/zabbix.php?action=latest.view&hostids[]=10584
55 | CAM-04 | Active | Bureau principal | Cellule de fabrication de pointe | Camera | Reolink | RLC-410 | 10.240.14.54/24 | [6 empty] | Sherbrooke | [9 empty] | 10.240.14.54/24 | [7 empty] | ### Accéder au flux RTSP de cette caméra : rtsp://**utilisateur**:**mdp**@**adresse IP**/264Preview_01_main Identifiants dans la collection **Laboratoire** du gestionnaire de mots de passe. |  | IIoT | 2023-05-08 18:24 | 2024-01-24 15:02 | 0 | 0 | 0 | 0 | 1 | 0 | 0 | 0 | 0 | 0 |  | 10583 |  |  | https://zabbix.lab.productique.quebec/zabbix.php?action=latest.view&hostids[]=10583
54 | CAM-03 | Active | Bureau principal |  | Camera | Reolink | RLC-410 | 10.240.14.53/24 | [6 empty] | Sherbrooke | [9 empty] | 10.240.14.53/24 | [7 empty] | ### Accéder au flux RTSP de cette caméra : rtsp://**utilisateur**:**mdp**@**adresse IP**/264Preview_01_main Identifiants dans la collection **Laboratoire** du gestionnaire de mots de passe. |  | IIoT | 2023-05-08 16:47 | 2024-01-24 15:02 | 0 | 0 | 0 | 0 | 1 | 0 | 0 | 0 | 0 | 0 |  | 10582 |  |  | https://zabbix.lab.productique.quebec/zabbix.php?action=latest.view&hostids[]=10582
68 | CAM-09 | Active | Bureau principal | Mini-usine | Camera | Omron | MicroHAWK MV-40 | 10.240.14.119/24 | [6 empty] | Sherbrooke | [9 empty] | 10.240.14.119/24 | [9 empty] | IIoT | 2023-05-18 16:14 | 2023-10-17 16:05 | 0 | 0 | 0 | 0 | 1 | 0 | 0 | 0 | 0 | 0 |  | 10587 |  |  | https://zabbix.lab.productique.quebec/zabbix.php?action=latest.view&hostids[]=10587
78 | CAM-02 | Active | Bureau principal | Cellule de fabrication de pointe | Camera | Reolink | RLC-410 | 10.240.14.52/24 |  |  |  |  | 95270002117B3EDS |  | Sherbrooke | [9 empty] | 10.240.14.52/24 | [7 empty] | ### Accéder au flux RTSP de cette caméra : rtsp://**utilisateur**:**mdp**@**adresse IP**/264Preview_01_main Identifiants dans la collection **Laboratoire** du gestionnaire de mots de passe. |  | IIoT | 2023-05-23 14:02 | 2024-01-30 16:43 | 0 | 0 | 0 | 0 | 1 | 0 | 0 | 0 | 0 | 0 | https://10.240.14.52/ | 10581 |  |  | https://zabbix.lab.productique.quebec/zabbix.php?action=latest.view&hostids[]=10581
53 | CAM-01 | Active | Bureau principal |  | Camera | Reolink | RLC-410 | 10.240.14.51/24 | [6 empty] | Sherbrooke | [9 empty] | 10.240.14.51/24 | [7 empty] | ### Accéder au flux RTSP de cette caméra : rtsp://**utilisateur**:**mdp**@**adresse IP**/264Preview_01_main Identifiants dans la collection **Laboratoire** du gestionnaire de mots de passe. |  | IIoT | 2023-05-08 16:40 | 2024-01-24 15:02 | 0 | 0 | 0 | 0 | 1 | 0 | 0 | 0 | 0 | 0 |  | 10580 |  |  | https://zabbix.lab.productique.quebec/zabbix.php?action=latest.view&hostids[]=10580
117 | SA-01 | Active | Bureau principal | Mini-usine | Data storage | Lenovo | SA120 |  | Stockage de VM pour ESXI-01 | [5 empty] | Sherbrooke |  | RACK-04 |  |  | 19 | Front | [11 empty] | [https://lenovopress.lenovo.com/tips1234-sa120-storage-array](https://lenovopress.lenovo.com/tips1234-sa120-storage-array) - [Page de support](https://datacentersupport.lenovo.com/in/en/products/storage/thinkserver-storage/sa120) |  | IT | 2023-11-01 14:47 | 2024-01-17 16:03 | 0 | 0 | 0 | 0 | 0 | 0 | 0 | 0 | 0 | 0
62 | HMI-01 | Active | Bureau principal | Mini-usine | Display | Allen Bradley | PanelView Plus 600 | 10.240.14.29/24 | HMI indépendant de la mini-usine | [5 empty] | Sherbrooke | [9 empty] | 10.240.14.29/24 | [9 empty] | IIoT | 2023-05-08 20:05 | 2024-01-30 16:44 | 0 | 0 | 0 | 0 | 1 | 0 | 0 | 0 | 0 | 0 |  | 10597 |  |  | https://zabbix.lab.productique.quebec/zabbix.php?action=latest.view&hostids[]=10597
52 | MEDIA-01 | Active | Bureau principal | Cellule de fabrication de pointe | Display | Google | Chromecast | [7 empty] | Sherbrooke | [19 empty] | IIoT | 2023-05-08 16:11 | 2023-09-20 14:18 | 0 | 0 | 0 | 0 | 0 | 0 | 0 | 0 | 0 | 0
85 | SBC-02 | Active | Bureau principal | Mini-usine | Edge computer | Raspberry Pi | 4 | 10.240.14.96/24 | [6 empty] | Sherbrooke | [9 empty] | 10.240.14.96/24 | [9 empty] | IIoT,IIoT Edge Node | 2023-07-27 19:28 | 2024-01-30 16:42 | 0 | 0 | 0 | 0 | 1 | 0 | 0 | 0 | 0 | 0
82 | SBC-06 | Offline | Bureau principal |  | Edge computer | Phidgets | PhidgetSBC4 | [5 empty] | 622783 |  | Sherbrooke | [19 empty] | IIoT,IIoT Edge Node | 2023-06-19 18:58 | 2023-10-13 14:38 | 0 | 0 | 0 | 0 | 1 | 0 | 0 | 0 | 0 | 0
88 | SBC-05 | Active | Bureau principal | Mini-usine | Edge computer | Raspberry Pi | 4 | 10.240.14.99/24 | [6 empty] | Sherbrooke | [9 empty] | 10.240.14.99/24 | [9 empty] | IIoT,IIoT Edge Node | 2023-07-27 19:29 | 2024-01-30 16:43 | 0 | 0 | 0 | 0 | 1 | 0 | 0 | 0 | 0 | 0
87 | SBC-04 | Active | Bureau principal | Mini-usine | Edge computer | Raspberry Pi | 4 | 10.240.14.98/24 | [6 empty] | Sherbrooke | [9 empty] | 10.240.14.98/24 | [9 empty] | IIoT,IIoT Edge Node | 2023-07-27 19:29 | 2024-01-30 16:43 | 0 | 0 | 0 | 0 | 1 | 0 | 0 | 0 | 0 | 0
84 | SBC-01 | Active | Bureau principal | Mini-usine | Edge computer | Raspberry Pi | 4 | 10.240.14.95/24 | [6 empty] | Sherbrooke | [9 empty] | 10.240.14.95/24 | [9 empty] | IIoT,IIoT Edge Node | 2023-07-27 19:28 | 2024-02-08 18:11 | 0 | 0 | 0 | 0 | 1 | 0 | 0 | 0 | 0 | 0
86 | SBC-03 | Active | Bureau principal | Mini-usine | Edge computer | Raspberry Pi | 4 | 10.240.14.97/24 | [6 empty] | Sherbrooke | [9 empty] | 10.240.14.97/24 | [9 empty] | IIoT,IIoT Edge Node | 2023-07-27 19:29 | 2024-01-30 16:43 | 0 | 0 | 0 | 0 | 1 | 0 | 0 | 0 | 0 | 0
106 | FW-01 | Active | Bureau principal | Mini-usine | Firewall | Allen Bradley | Stratix 5950 | 10.240.14.22/24 |  |  |  |  | SV3JF0MI |  | Sherbrooke |  | RACK-04 |  |  | 28 | Front |  |  |  | 10.240.14.22/24 | [9 empty] | IT | 2023-09-06 19:54 | 2024-02-08 19:52 | 0 | 0 | 0 | 0 | 1 | 0 | 0 | 0 | 0 | 0 |  | 10626 |  |  | https://zabbix.lab.productique.quebec/zabbix.php?action=latest.view&hostids[]=10626
83 | GAUG-01 | Active | Bureau principal | Mini-usine | Gauging/measuring instrument | Renishaw | Equator 300 | 10.240.14.38/24 | [6 empty] | Sherbrooke | [9 empty] | 10.240.14.38/24 | [9 empty] | IIoT,IIoT Endpoint | 2023-07-27 13:44 | 2023-10-13 13:58 | 0 | 0 | 0 | 0 | 1 | 0 | 0 | 0 | 0 | 0 |  |  | GTW-03
61 | DRIVE-04 | Active | Bureau principal | Mini-usine | Industrial drive | Allen Bradley | Kinetix 350 | 10.240.14.34/24 | Axe R de l'entrepôt | [5 empty] | Sherbrooke | [9 empty] | 10.240.14.34/24 | [9 empty] | IIoT | 2023-05-08 18:51 | 2024-02-08 18:13 | 0 | 0 | 0 | 0 | 1 | 0 | 0 | 0 | 0 | 0 |  | 10594 | PLC-01,PLC-02 |  | https://zabbix.lab.productique.quebec/zabbix.php?action=latest.view&hostids[]=10594
60 | DRIVE-03 | Active | Bureau principal | Mini-usine | Industrial drive | Allen Bradley | Kinetix 350 | 10.240.14.33/24 | Axe Y de l'entrepôt | [5 empty] | Sherbrooke | [9 empty] | 10.240.14.33/24 | [9 empty] | IIoT | 2023-05-08 18:51 | 2024-02-08 18:13 | 0 | 0 | 0 | 0 | 1 | 0 | 0 | 0 | 0 | 0 |  | 10593 | PLC-01,PLC-02 |  | https://zabbix.lab.productique.quebec/zabbix.php?action=latest.view&hostids[]=10593
59 | DRIVE-02 | Active | Bureau principal | Mini-usine | Industrial drive | Allen Bradley | Kinetix 350 | 10.240.14.32/24 | Axe Z de l'entrepôt | [5 empty] | Sherbrooke | [9 empty] | 10.240.14.32/24 | [9 empty] | IIoT | 2023-05-08 18:50 | 2024-02-08 18:13 | 0 | 0 | 0 | 0 | 1 | 0 | 0 | 0 | 0 | 0 |  | 10592 | PLC-01,PLC-02 |  | https://zabbix.lab.productique.quebec/zabbix.php?action=latest.view&hostids[]=10592
58 | DRIVE-01 | Active | Bureau principal | Mini-usine | Industrial drive | Allen Bradley | Kinetix 350 | 10.240.14.31/24 | Axe X de l'entrepôt | [5 empty] | Sherbrooke | [9 empty] | 10.240.14.31/24 | [9 empty] | IIoT | 2023-05-08 18:50 | 2024-02-08 18:12 | 0 | 0 | 0 | 0 | 1 | 0 | 0 | 0 | 0 | 0 |  | 10591 | PLC-01,PLC-02 |  | https://zabbix.lab.productique.quebec/zabbix.php?action=latest.view&hostids[]=10591
63 | DRIVE-05 | Active | Bureau principal | Mini-usine | Industrial drive | Allen Bradley | PowerFlex 525 | 10.240.14.36/24 | Drive du convoyeur | [5 empty] | Sherbrooke | [9 empty] | 10.240.14.36/24 | [9 empty] | IIoT | 2023-05-08 20:17 | 2024-01-30 16:44 | 0 | 0 | 0 | 0 | 1 | 0 | 0 | 0 | 0 | 0 |  | 10595 | PLC-01,PLC-02 |  | https://zabbix.lab.productique.quebec/zabbix.php?action=latest.view&hostids[]=10595
80 | ADAPT-04 | Active | Bureau principal | Mini-usine | Industrial gateway | Phidgets | Wireless VINT Hub | 10.240.14.48/24 | Hub phidget dans la CNC Emco Turn |  |  |  | 597862 |  | Sherbrooke | [9 empty] | 10.240.14.48/24 | [9 empty] | IIoT,IIoT Edge Node | 2023-06-19 18:41 | 2023-10-30 18:53 | 0 | 0 | 0 | 0 | 2 | 0 | 0 | 0 | 0 | 0 |  |  |  | SNSR-02
120 | GTW-06 | Active | Bureau principal | Mini-usine | Industrial gateway | Real Time Automation | 460 Gateway | 10.240.14.127/24 | [6 empty] | Sherbrooke |  | RACK-04 |  |  | 30 | Rear |  |  |  | 10.240.14.127/24 | [10 empty] | 2024-04-24 17:23 | 2024-08-16 17:51 | 0 | 0 | 0 | 0 | 3 | 0 | 0 | 0 | 0 | 0
51 | GTW-01 | Active | Bureau principal | Mini-usine | Industrial gateway | Intelligence Industrielle | K2 | [5 empty] | 2621C0011028 |  | Sherbrooke | [19 empty] | IIoT,IIoT Edge Node | 2023-05-08 14:57 | 2023-10-13 14:14 | 0 | 0 | 0 | 0 | 1 | 0 | 0 | 0 | 0 | 0
105 | GTW-05 | Inventory | Bureau principal | Mini-usine | Industrial gateway | Ewon | Flexy 205 | [5 empty] | 2316-0864-24 |  | Sherbrooke | [19 empty] | IIoT,IIoT Edge Node | 2023-09-06 12:53 | 2023-10-13 14:14 | 0 | 0 | 0 | 0 | 1 | 0 | 0 | 0 | 0 | 0
73 | ADAPT-02 | Active | Bureau principal | Mini-usine | Industrial gateway | Merlin | AX760-MTC | 10.240.14.42/24 | [6 empty] | Sherbrooke | [9 empty] | 10.240.14.42/24 | [7 empty] | Se trouve dans la Emco Mill |  | IIoT,IIoT Edge Node | 2023-05-19 15:52 | 2023-10-13 14:31 | 0 | 0 | 0 | 0 | 1 | 0 | 0 | 0 | 0 | 0 |  | 10579 |  |  | https://zabbix.lab.productique.quebec/zabbix.php?action=latest.view&hostids[]=10579
70 | GTW-02 | Inventory | Bureau principal |  | Industrial gateway | Intelligence Industrielle | K2 | [5 empty] | 2621C0011027 |  | Sherbrooke | [19 empty] | IIoT,IIoT Edge Node | 2023-05-19 15:14 | 2023-10-13 14:14 | 0 | 0 | 0 | 0 | 1 | 0 | 0 | 0 | 0 | 0
64 | GTW-03 | Inventory | Bureau principal | Mini-usine | Industrial gateway | Ewon | Flexy 205 | 10.240.14.39/24 | [6 empty] | Sherbrooke | [9 empty] | 10.240.14.39/24 | [9 empty] | IIoT,IIoT Edge Node | 2023-05-08 21:06 | 2024-08-16 17:54 | 0 | 0 | 0 | 0 | 2 | 0 | 0 | 0 | 0 | 0 | http://10.240.14.39 | 10596 |  |  | https://zabbix.lab.productique.quebec/zabbix.php?action=latest.view&hostids[]=10596
72 | ADAPT-01 | Active | Bureau principal | Mini-usine | Industrial gateway | Merlin | AX760-MTC | 10.240.14.43/24 | [6 empty] | Sherbrooke | [9 empty] | 10.240.14.43/24 | [9 empty] | IIoT,IIoT Edge Node | 2023-05-19 15:52 | 2023-10-13 14:31 | 0 | 0 | 0 | 0 | 1 | 0 | 0 | 0 | 0 | 0 |  | 10578 |  |  | https://zabbix.lab.productique.quebec/zabbix.php?action=latest.view&hostids[]=10578
104 | GTW-04 | Active | Bureau principal | Mini-usine | Industrial gateway | Ewon | Flexy 205 | 10.240.14.37/24 |  |  |  |  | 2316-0649-24 |  | Sherbrooke | [9 empty] | 10.240.14.37/24 | [9 empty] | IIoT,IIoT Edge Node | 2023-09-06 12:52 | 2023-10-13 14:14 | 0 | 0 | 0 | 0 | 2 | 0 | 0 | 0 | 0 | 0
79 | ADAPT-03 | Active | Bureau principal | Mini-usine | Industrial gateway | Phidgets | Wireless VINT Hub | 10.240.14.47/24 | Hub phidget dans la CNC Emco Mill |  |  |  | 597956 |  | Sherbrooke | [9 empty] | 10.240.14.47/24 | [9 empty] | IIoT,IIoT Edge Node | 2023-06-19 18:40 | 2023-10-13 14:31 | 0 | 0 | 0 | 0 | 2 | 0 | 0 | 0 | 0 | 0 |  |  |  | SNSR-01
81 | ADAPT-05 | Inventory | Bureau principal |  | Industrial gateway | Phidgets | Wireless VINT Hub | [5 empty] | 668103 |  | Sherbrooke | [19 empty] | IIoT,IIoT Edge Node | 2023-06-19 18:44 | 2023-11-06 14:45 | 0 | 0 | 0 | 0 | 2 | 0 | 0 | 0 | 0 | 0
77 | CNC-03 | Active | Bureau principal | Mini-usine | Industrial PC | Emco | Concept Turn 250 | 10.240.14.46/24 | [6 empty] | Sherbrooke | [9 empty] | 10.240.14.46/24 | [9 empty] | IIoT | 2023-05-19 17:31 | 2023-09-20 14:18 | 0 | 0 | 0 | 0 | 1 | 0 | 0 | 0 | 0 | 0 |  | 10590 |  |  | https://zabbix.lab.productique.quebec/zabbix.php?action=latest.view&hostids[]=10590
76 | CNC-02 | Active | Bureau principal | Mini-usine | Industrial PC | Emco | Concept Mill 155 | 10.240.14.45/24 | [6 empty] | Sherbrooke | [9 empty] | 10.240.14.45/24 | [9 empty] | IIoT | 2023-05-19 17:31 | 2023-09-20 14:18 | 0 | 0 | 0 | 0 | 1 | 0 | 0 | 0 | 0 | 0 |  | 10589 |  |  | https://zabbix.lab.productique.quebec/zabbix.php?action=latest.view&hostids[]=10589
50 | CNC-01 | Active | Bureau principal | Mini-usine | Industrial PC | DMG Mori | DMU 50 | 10.240.14.70/24 | [6 empty] | Sherbrooke | [9 empty] | 10.240.14.70/24 | [9 empty] | IIoT | 2023-05-08 14:45 | 2023-09-20 14:18 | 0 | 0 | 0 | 0 | 4 | 0 | 0 | 0 | 0 | 0 |  | 10588 |  |  | https://zabbix.lab.productique.quebec/zabbix.php?action=latest.view&hostids[]=10588
93 | SNSR-05 | Active | Bureau principal | Mini-usine | IoT sensor | Phidgets | PhidgetRFID Read-Write | [5 empty] | 698969 |  | Sherbrooke | [19 empty] | IIoT,IIoT Endpoint | 2023-08-21 14:05 | 2023-11-20 19:17 | 0 | 0 | 0 | 0 | 0 | 0 | 0 | 0 | 0 | 0 |  |  |  | SBC-03
94 | SNSR-06 | Active | Bureau principal | Mini-usine | IoT sensor | Phidgets | PhidgetRFID Read-Write | [5 empty] | 699181 |  | Sherbrooke | [19 empty] | IIoT,IIoT Endpoint | 2023-08-21 14:06 | 2023-11-20 19:17 | 0 | 0 | 0 | 0 | 0 | 0 | 0 | 0 | 0 | 0 |  |  |  | SBC-04
95 | SNSR-07 | Active | Bureau principal | Mini-usine | IoT sensor | Phidgets | PhidgetRFID Read-Write | [5 empty] | 698970 |  | Sherbrooke | [19 empty] | IIoT,IIoT Endpoint | 2023-08-21 14:08 | 2023-11-20 19:18 | 0 | 0 | 0 | 0 | 0 | 0 | 0 | 0 | 0 | 0 |  |  |  | SBC-05
91 | SNSR-03 | Active | Bureau principal | Mini-usine | IoT sensor | Phidgets | PhidgetRFID Read-Write | [5 empty] | 674149 |  | Sherbrooke | [19 empty] | IIoT,IIoT Endpoint | 2023-08-14 18:19 | 2023-11-20 19:15 | 0 | 0 | 0 | 0 | 0 | 0 | 0 | 0 | 0 | 0 |  |  | SBC-01
3 | MCU-01 | Active | Bureau principal | Mini-usine | IoT sensor | Espressif Systems | ESP32 |  | Capteur pour l'air comprimé | [5 empty] | Sherbrooke | [19 empty] | IIoT,IIoT Endpoint | 2023-05-04 14:12 | 2023-10-13 13:56 | 0 | 0 | 0 | 0 | 1 | 0 | 0 | 0 | 0 | 0
5 | MCU-03 | Active | Bureau principal | Cellule de fabrication de pointe | IoT sensor | Espressif Systems | ESP32 |  | Capteur pour température et humidité de la salle de métrologie. | [5 empty] | Sherbrooke | [19 empty] | IIoT,IIoT Endpoint | 2023-05-04 14:15 | 2023-10-13 13:56 | 0 | 0 | 0 | 0 | 1 | 0 | 0 | 0 | 0 | 0
89 | SNSR-01 | Active | Bureau principal |  | IoT sensor | Phidgets | 16x Isolated Digital Input Phidget | [7 empty] | Sherbrooke | [19 empty] | IIoT,IIoT Endpoint | 2023-08-11 14:04 | 2023-10-13 13:48 | 0 | 0 | 0 | 0 | 0 | 0 | 0 | 0 | 0 | 0 |  |  | ADAPT-03
4 | MCU-02 | Active | Bureau principal | Mini-usine | IoT sensor | Espressif Systems | ESP32 |  | Capteur pour le liquide de refroidissement de la DMU 50 | [5 empty] | Sherbrooke | [19 empty] | IIoT,IIoT Endpoint | 2023-05-04 14:13 | 2023-10-13 13:56 | 0 | 0 | 0 | 0 | 1 | 0 | 0 | 0 | 0 | 0
90 | SNSR-02 | Active | Bureau principal |  | IoT sensor | Phidgets | 16x Isolated Digital Input Phidget | [7 empty] | Sherbrooke | [19 empty] | IIoT,IIoT Endpoint | 2023-08-11 14:14 | 2023-10-13 13:48 | 0 | 0 | 0 | 0 | 0 | 0 | 0 | 0 | 0 | 0 |  |  | ADAPT-04
92 | SNSR-04 | Active | Bureau principal | Mini-usine | IoT sensor | Phidgets | PhidgetRFID Read-Write | [5 empty] | 698971 |  | Sherbrooke | [19 empty] | IIoT,IIoT Endpoint | 2023-08-21 14:02 | 2023-11-20 19:17 | 0 | 0 | 0 | 0 | 0 | 0 | 0 | 0 | 0 | 0 |  |  |  | SBC-02
99 | SW-04 | Active | Bureau principal | Mini-usine | Managed switch | Allen Bradley | Stratix 5700 | 10.240.14.24/24 |  |  |  |  | SV4ZC7VW |  | Sherbrooke |  | RACK-04 | [7 empty] | 10.240.14.24/24 | [9 empty] | IT | 2023-09-06 12:42 | 2023-12-08 13:41 | 0 | 0 | 0 | 0 | 21 | 0 | 0 | 0 | 0 | 0
98 | SW-03 | Active | Bureau principal | Mini-usine | Managed switch | Allen Bradley | Stratix 5700 | 10.240.14.23/24 |  |  |  |  | SV4YZ7SO |  | Sherbrooke |  | RACK-04 |  |  |  | Front |  |  |  | 10.240.14.23/24 | [9 empty] | IT | 2023-09-06 12:42 | 2024-02-08 18:16 | 0 | 0 | 0 | 0 | 21 | 0 | 0 | 0 | 0 | 0 |  | 10623 |  |  | https://zabbix.lab.productique.quebec/zabbix.php?action=latest.view&hostids[]=10623
97 | SW-02 | Active | Bureau principal | Mini-usine | Managed switch | Extreme Networks | 5320-48P-8XE |  | Commutateur en mode stack |  |  |  | TB032322K-H0629 |  | Sherbrooke |  | RACK-04 |  |  | 37 | Front | [13 empty] | IT | 2023-09-06 12:39 | 2023-10-31 19:11 | 0 | 0 | 0 | 0 | 48 | 0 | 0 | 0 | 0 | 0
96 | SW-01 | Active | Bureau principal | Mini-usine | Managed switch | Extreme Networks | 5320-48P-8XE |  | Commutateur en mode stack |  |  |  | TB032322K-H0701 |  | Sherbrooke |  | RACK-04 |  |  | 33 | Front | [13 empty] | IT | 2023-09-06 12:39 | 2023-10-31 19:11 | 0 | 0 | 0 | 0 | 48 | 0 | 0 | 0 | 0 | 0
67 | ARLENS-01 | Active | Bureau principal |  | Other IoT device | Microsoft | Hololens 2 | [7 empty] | Sherbrooke | [19 empty] | IIoT,IIoT Edge Node | 2023-05-17 21:40 | 2023-10-13 14:33 | 0 | 0 | 0 | 0 | 1 | 0 | 0 | 0 | 0 | 0
113 | PP-A | Active | Bureau principal | Mini-usine | Patch panel | Panduit | Patch Panel - 24 port 1 U | [7 empty] | Sherbrooke |  | RACK-04 |  |  | 38 | Front | [14 empty] | 2023-10-31 20:22 | 2023-10-31 20:22 | 0 | 0 | 0 | 0 | 0 | 24 | 24 | 0 | 0 | 0
116 | PP-D | Active | Bureau principal | Mini-usine | Patch panel | Panduit | Patch Panel - 24 port 1 U | [7 empty] | Sherbrooke |  | RACK-04 |  |  | 32 | Front | [14 empty] | 2023-10-31 20:29 | 2023-10-31 20:29 | 0 | 0 | 0 | 0 | 0 | 13 | 13 | 0 | 0 | 0
114 | PP-B | Active | Bureau principal | Mini-usine | Patch panel | Panduit | Patch Panel - 24 port 1 U | [7 empty] | Sherbrooke |  | RACK-04 |  |  | 36 | Front | [14 empty] | 2023-10-31 20:27 | 2023-10-31 20:27 | 0 | 0 | 0 | 0 | 0 | 24 | 24 | 0 | 0 | 0
115 | PP-C | Active | Bureau principal | Mini-usine | Patch panel | Panduit | Patch Panel - 24 port 1 U | [7 empty] | Sherbrooke |  | RACK-04 |  |  | 34 | Front | [14 empty] | 2023-10-31 20:27 | 2023-10-31 20:27 | 0 | 0 | 0 | 0 | 0 | 24 | 24 | 0 | 0 | 0
65 | PC-07 | Active | Bureau principal |  | PC | Asus | PC custom 1 |  | PC pour trotec et imprimante 3D | [5 empty] | Sherbrooke | [19 empty] | IT | 2023-05-10 18:39 | 2023-09-19 19:31 | 0 | 0 | 0 | 0 | 1 | 0 | 0 | 0 | 0 | 0
46 | PC-02 | Active | Bureau principal | Mini-usine | PC | Dell | Precision 3650 | 10.240.14.12/24 | [6 empty] | Sherbrooke | [9 empty] | 10.240.14.12/24 | [9 empty] | IT | 2023-05-08 14:35 | 2023-09-19 19:31 | 0 | 0 | 0 | 0 | 1 | 0 | 0 | 0 | 0 | 0 |  | 10599 |  |  | https://zabbix.lab.productique.quebec/zabbix.php?action=latest.view&hostids[]=10599
43 | PC-06 | Active | Bureau principal |  | PC | Dell | XPS 8940 | 10.240.14.72/24 | PC installé dans une CNC pour ajouter un écran supplémentaire | [5 empty] | Sherbrooke | [9 empty] | 10.240.14.72/24 | [7 empty] | Le PC se trouve à l'intérieur de la DMU. Accessible par le panneau arrière. |  | IT | 2023-05-08 13:28 | 2024-01-11 18:11 | 0 | 0 | 0 | 0 | 1 | 0 | 0 | 0 | 0 | 0 |  | 10602 |  |  | https://zabbix.lab.productique.quebec/zabbix.php?action=latest.view&hostids[]=10602
45 | PC-01 | Active | Bureau principal | Mini-usine | PC | Dell | Precision 3650 | 10.240.14.11/24 | [6 empty] | Sherbrooke | [9 empty] | 10.240.14.11/24 | [9 empty] | IT | 2023-05-08 14:35 | 2023-09-19 19:31 | 0 | 0 | 0 | 0 | 1 | 0 | 0 | 0 | 0 | 0 |  | 10598 |  |  | https://zabbix.lab.productique.quebec/zabbix.php?action=latest.view&hostids[]=10598
49 | PC-05 | Active | Bureau principal | Mini-usine | PC | Dell | Precision 3650 | 10.240.14.15/24 | [6 empty] | Sherbrooke | [9 empty] | 10.240.14.15/24 | [9 empty] | IT | 2023-05-08 14:36 | 2024-01-16 21:26 | 0 | 0 | 0 | 0 | 1 | 0 | 0 | 0 | 0 | 0
47 | PC-03 | Active | Bureau principal | Mini-usine | PC | Dell | Precision 3650 | 10.240.14.13/24 | [6 empty] | Sherbrooke | [9 empty] | 10.240.14.13/24 | [9 empty] | IT | 2023-05-08 14:36 | 2023-09-19 19:31 | 0 | 0 | 0 | 0 | 1 | 0 | 0 | 0 | 0 | 0 |  | 10600 |  |  | https://zabbix.lab.productique.quebec/zabbix.php?action=latest.view&hostids[]=10600
48 | PC-04 | Active | Bureau principal | Mini-usine | PC | Dell | Precision 3650 | 10.240.14.14/24 | [6 empty] | Sherbrooke | [9 empty] | 10.240.14.14/24 | [9 empty] | IT | 2023-05-08 14:36 | 2023-09-20 14:04 | 0 | 0 | 0 | 0 | 1 | 0 | 0 | 0 | 0 | 0 |  | 10601 |  |  | https://zabbix.lab.productique.quebec/zabbix.php?action=latest.view&hostids[]=10601
69 | PC-08 | Active | Bureau principal | Cellule de fabrication de pointe | PC | Dell | XPS 8940 |  | PC pour se connecter à la CMM | [5 empty] | Sherbrooke | [19 empty] | IT | 2023-05-18 21:42 | 2023-09-19 19:31 | 0 | 0 | 0 | 0 | 1 | 0 | 0 | 0 | 0 | 0
103 | PLC-07 | Inventory | Bureau principal | Mini-usine | PLC | Allen Bradley | GMX 5380 | [5 empty] | 312348532 |  | Sherbrooke | [19 empty] | IIoT,IIoT Endpoint | 2023-09-06 12:48 | 2023-10-13 13:47 | 0 | 0 | 0 | 0 | 0 | 0 | 0 | 0 | 0 | 0
71 | PLC-04 | Active | Bureau principal | Mini-usine | PLC | Allen Bradley | Micro820 | 10.240.14.66/24 | [6 empty] | Sherbrooke | [9 empty] | 10.240.14.66/24 | [9 empty] | IIoT,IIoT Endpoint | 2023-05-19 15:23 | 2023-10-13 13:47 | 0 | 0 | 0 | 0 | 1 | 0 | 0 | 0 | 0 | 0 |  | 10606 |  |  | https://zabbix.lab.productique.quebec/zabbix.php?action=latest.view&hostids[]=10606
74 | PLC-05 | Inventory | Bureau principal | Mini-usine | PLC | Allen Bradley | Logix5571 | [7 empty] | Sherbrooke | [19 empty] | IIoT,IIoT Endpoint | 2023-05-19 16:29 | 2024-02-14 17:22 | 0 | 0 | 0 | 0 | 4 | 0 | 0 | 0 | 0 | 0
8 | PLC-02 | Active | Bureau principal | Mini-usine | PLC | Allen Bradley | L30ERM | 10.240.14.35/24 | Automate du convoyeur | [5 empty] | Sherbrooke | [9 empty] | 10.240.14.35/24 | [9 empty] | IIoT,IIoT Endpoint | 2023-05-04 15:16 | 2024-02-08 18:12 | 0 | 0 | 0 | 0 | 1 | 0 | 0 | 0 | 0 | 0 |  | 10604 | GTW-03 |  | https://zabbix.lab.productique.quebec/zabbix.php?action=latest.view&hostids[]=10604
7 | PLC-01 | Active | Bureau principal | Mini-usine | PLC | Allen Bradley | L30ERM | 10.240.14.30/24 | Automate de l'entrepôt | [5 empty] | Sherbrooke | [9 empty] | 10.240.14.30/24 | [9 empty] | IIoT,IIoT Endpoint | 2023-05-04 15:15 | 2024-02-08 18:13 | 0 | 0 | 0 | 0 | 1 | 0 | 0 | 0 | 0 | 0 |  | 10603 | GTW-03 |  | https://zabbix.lab.productique.quebec/zabbix.php?action=latest.view&hostids[]=10603
9 | PLC-03 | Active | Bureau principal | Mini-usine | PLC | Omron | G9SP | 10.240.14.44/24 | Automate de sécurité | [5 empty] | Sherbrooke | [9 empty] | 10.240.14.44/24 | [9 empty] | IIoT,IIoT Endpoint | 2023-05-04 15:18 | 2024-01-30 16:44 | 0 | 0 | 0 | 0 | 1 | 0 | 0 | 0 | 0 | 0 |  | 10605 |  |  | https://zabbix.lab.productique.quebec/zabbix.php?action=latest.view&hostids[]=10605
102 | PLC-06 | Inventory | Bureau principal | Mini-usine | PLC | Allen Bradley | GMX 5380 | [5 empty] | 311800706 |  | Sherbrooke | [19 empty] | IIoT,IIoT Endpoint | 2023-09-06 12:47 | 2023-10-13 13:47 | 0 | 0 | 0 | 0 | 0 | 0 | 0 | 0 | 0 | 0
118 | ROBOT-03 | Planned | Bureau principal | Mini-usine | Robot | Universal Robots | UR10 | 10.240.14.49/24 |  |  |  |  | 20235202852 |  | Sherbrooke | [9 empty] | 10.240.14.49/24 | [9 empty] | IIoT,IIoT Endpoint | 2024-03-05 13:29 | 2024-03-05 18:02 | 0 | 0 | 0 | 0 | 1 | 0 | 0 | 0 | 0 | 0
40 | ROBOT-01 | Active | Bureau principal | Mini-usine | Robot | Universal Robots | UR5 | 10.240.14.64/24 | [6 empty] | Sherbrooke | [9 empty] | 10.240.14.64/24 | [9 empty] | IIoT,IIoT Endpoint | 2023-05-04 17:25 | 2023-10-13 13:47 | 0 | 0 | 0 | 0 | 1 | 0 | 0 | 0 | 0 | 0 |  | 10607 | GTW-03 |  | https://zabbix.lab.productique.quebec/zabbix.php?action=latest.view&hostids[]=10607
41 | ROBOT-02 | Active | Bureau principal | Mini-usine | Robot | Fanuc | LRMate 200iC | 10.240.14.41/24 | [6 empty] | Sherbrooke | [9 empty] | 10.240.14.41/24 | [9 empty] | IIoT,IIoT Endpoint | 2023-05-04 17:27 | 2024-01-30 16:43 | 0 | 0 | 0 | 0 | 1 | 0 | 0 | 0 | 0 | 0 |  | 10608 | GTW-03 |  | https://zabbix.lab.productique.quebec/zabbix.php?action=latest.view&hostids[]=10608
119 | LIDAR-01 | Active | Bureau principal |  | Security device | Banner | SX5-B6 | [7 empty] | Sherbrooke | [19 empty] | Security | 2024-03-18 15:01 | 2024-03-18 15:01 | 0 | 0 | 0 | 0 | 1 | 0 | 0 | 0 | 0 | 0
42 | SRV-02 | Active | Bureau principal | Mini-usine | Server | Lenovo | SR650 v2 |  |  |  |  | Hyper-V |  |  | Sherbrooke |  | RACK-04 |  |  | 14 | Front | [6 empty] | HYPERV-LABO | [6 empty] | IT | 2023-05-04 19:09 | 2025-01-17 14:28 | 0 | 0 | 0 | 0 | 3 | 0 | 0 | 0 | 0 | 0 |  | 10620 |  |  | https://zabbix.lab.productique.quebec/zabbix.php?action=latest.view&hostids[]=10620
1 | SRV-01 | Active | Bureau principal | Mini-usine | Server | Lenovo | RD340 | 10.240.14.3/24 | [6 empty] | Sherbrooke |  | RACK-04 |  |  | 18 | Front |  |  |  | 10.240.14.3/24 | [7 empty] | 2024-02-08 Ce serveur était un hyperviseur ESXi auparavent (ESXI-01) |  | IT | 2023-05-02 13:55 | 2025-01-17 14:43 | 0 | 0 | 0 | 0 | 2 | 0 | 0 | 0 | 0 | 0 |  | 10625 |  |  | https://zabbix.lab.productique.quebec/zabbix.php?action=latest.view&hostids[]=10625
100 | SW-05 | Inventory | Bureau principal | Mini-usine | Unmanaged switch | Allen Bradley | Stratix 2500 | [5 empty] | SV4QH9UO |  | Sherbrooke | [19 empty] | IT | 2023-09-06 12:43 | 2024-02-09 17:11 | 0 | 0 | 0 | 0 | 0 | 0 | 0 | 0 | 0 | 0
101 | SW-06 | Inventory | Bureau principal | Mini-usine | Unmanaged switch | Allen Bradley | Stratix 2500 | [5 empty] | SV4QI0CK |  | Sherbrooke | [19 empty] | IT | 2023-09-06 12:44 | 2024-02-09 17:11 | 0 | 0 | 0 | 0 | 0 | 0 | 0 | 0 | 0 | 0
108 | UPS-02 | Active | Bureau principal | Mini-usine | UPS | APC | SMX2000RMLV2U | [5 empty] | 5A2315T11619 |  | Sherbrooke |  | RACK-04 |  |  | 1 | Front | [11 empty] | ## Date de remplacement UPS neuf en date du 26 juillet 2023. |  | IT | 2023-09-11 13:56 | 2023-09-19 19:32 | 0 | 0 | 0 | 0 | 0 | 0 | 0 | 0 | 0 | 0
107 | UPS-01 | Active | Bureau principal | Mini-usine | UPS | APC | SMT1500RM2UC | [5 empty] | 3S2317X13415 |  | Sherbrooke |  | RACK-04 |  |  | 3 | Front | [11 empty] | ## Date de remplacement UPS neuf en date du 26 juillet 2023. |  | IT | 2023-09-11 13:54 | 2023-10-31 19:05 | 0 | 0 | 0 | 0 | 0 | 0 | 0 | 0 | 0 | 0
112 | AP-02 | Active | Bureau principal | Mini-usine | Wireless Access Point | Netgear | Orbi 750 |  | Satellite (relais) |  |  |  | 6KH11471A0998 |  | Sherbrooke | [19 empty] | IT | 2023-10-30 14:43 | 2023-10-30 14:43 | 0 | 0 | 0 | 0 | 1 | 0 | 0 | 0 | 0 | 0
111 | AP-01 | Active | Bureau principal | Mini-usine | Wireless Access Point | Netgear | Orbi 750 |  | Routeur |  |  |  | 6PJ1147NA0157 |  | Sherbrooke | [19 empty] | IT | 2023-10-30 14:38 | 2023-12-11 20:22 | 0 | 0 | 0 | 0 | 2 | 0 | 0 | 0 | 0 | 0

## netbox_device roles
Name | Devices | VMs | Color | VM role | Description | ID | Config template | Slug | Tags | Created | Last updated
3D printer | 2 | 0 | #9e9e9e | FALSE |  | 9 |  | 3d-printer |  | 2023-05-04 13:46 | 2023-05-04 13:46
Camera | 8 | 0 | #9e9e9e | FALSE |  | 5 |  | camera |  | 2023-05-02 14:31 | 2023-05-02 14:31
Data storage | 1 | 0 | #9e9e9e | TRUE |  | 30 |  | data-storage | IT | 2023-11-01 14:46 | 2023-11-01 14:46
Display | 2 | 0 | #9e9e9e | FALSE |  | 12 |  | display |  | 2023-05-08 14:50 | 2023-05-08 14:50
Edge computer | 6 | 0 | #9e9e9e | TRUE |  | 28 |  | edge-computer |  | 2023-10-13 14:38 | 2023-10-13 14:38
Firewall | 1 | 0 | #9e9e9e | TRUE |  | 15 |  | firewall |  | 2023-05-09 18:58 | 2023-05-09 18:58
Gauging/measuring instrument | 1 | 0 | #9e9e9e | FALSE |  | 25 |  | gaugingmeasuring-instrument |  | 2023-10-13 13:58 | 2023-10-13 13:58
Industrial drive | 5 | 0 | #9e9e9e | FALSE |  | 14 |  | industrial-drive |  | 2023-05-08 18:45 | 2023-05-08 18:46
Industrial gateway | 11 | 0 | #9e9e9e | TRUE |  | 26 |  | industrial-gateway |  | 2023-10-13 14:13 | 2023-10-13 14:13
Industrial PC | 3 | 0 | #9e9e9e | FALSE |  | 19 |  | industrial-pc |  | 2023-05-19 17:30 | 2023-10-20 17:11
IoT sensor | 10 | 0 | #9e9e9e | FALSE |  | 24 |  | iot-sensor |  | 2023-10-13 13:48 | 2023-10-13 13:48
Managed switch | 4 | 0 | #9e9e9e | TRUE |  | 3 |  | managed-switch |  | 2023-05-02 14:26 | 2024-02-09 17:11
Other IoT device | 1 | 0 | #9e9e9e | FALSE |  | 27 |  | other-iot-device |  | 2023-10-13 14:31 | 2023-10-13 14:31
Patch panel | 4 | 0 | #9e9e9e | FALSE |  | 29 |  | patch-panel | IT | 2023-10-31 19:14 | 2023-10-31 19:14
PC | 8 | 2 | #9e9e9e | TRUE |  | 6 |  | pc |  | 2023-05-02 14:32 | 2023-05-02 14:32
PLC | 7 | 0 | #9e9e9e | TRUE |  | 4 |  | plc |  | 2023-05-02 14:27 | 2023-05-02 14:27
Robot | 3 | 0 | #9e9e9e | FALSE |  | 11 |  | robot |  | 2023-05-04 17:24 | 2023-05-04 17:24
Security device | 1 | 0 | #ff5722 | TRUE |  | 33 |  | security-device | Security | 2024-03-18 14:59 | 2024-03-18 15:00
Server | 2 | 9 | #9e9e9e | TRUE |  | 1 |  | server |  | 2023-05-02 13:50 | 2023-05-02 14:29
Unmanaged switch | 2 | 0 | #9e9e9e | FALSE |  | 31 |  | unmanaged-switch |  | 2024-02-09 17:11 | 2024-02-09 17:11
UPS | 2 | 0 | #9e9e9e | FALSE | Uninterruptible Power Supply | 23 |  | ups |  | 2023-09-11 13:27 | 2023-09-11 13:27
Wireless Access Point | 2 | 0 | #9e9e9e | FALSE |  | 7 |  | ap |  | 2023-05-02 14:33 | 2023-10-30 14:40

## netbox_clusters
Name | Type | Group | Status | Tenant | Site | Devices | VMs | ID | Tenant Group | Description | Comments | Contacts | Tags | Created | Last updated
ESXI-LABO | VMware vSphere |  | Decommissioning |  | Bureau principal | 0 | 0 | 1 |  | Cluster principal de toutes les VMs ESXi |  |  |  | 2023-05-04 19:38 | 2025-01-17 13:50
HYPERV-LABO | HyperV-Cluster |  | Active |  | Bureau principal | 1 | 11 | 4 | [5 empty] | 2025-01-17 13:50 | 2025-01-17 13:51

## netbox_cables
ID | Label | Termination A | Termination B | Status | Type | Device A | Device B | Rack A | Rack B | Location A | Location B | Site A | Site B | Tenant | Tenant Group | Color | Length | Description | Comments | Tags | Created | Last updated
2 |  | ethernet-0/44 | Ethernet1 | Connected | CAT6 | SW-01 | SRV-01 | RACK-04 | RACK-04 | Mini-usine | Mini-usine | Bureau principal | Bureau principal | [7 empty] | 2023-11-02 21:09 | 2023-12-11 21:24
3 |  | eth0 | 1-4C11 | Connected |  | CAM-02 | PP-C |  | RACK-04 | Cellule de fabrication de pointe | Mini-usine | Bureau principal | Bureau principal | [7 empty] | 2023-11-13 19:37 | 2023-11-13 19:37
4 |  | 3DPRT-02-eth0 | 1-4C10 | Connected |  | 3DPRT-02 | PP-C |  | RACK-04 | Cellule de fabrication de pointe | Mini-usine | Bureau principal | Bureau principal | [7 empty] | 2023-11-13 19:39 | 2023-11-13 19:39
5 |  | 1-4D01 | ethernet-0/2 | Connected |  | PP-D | SW-01 | RACK-04 | RACK-04 | Mini-usine | Mini-usine | Bureau principal | Bureau principal | [7 empty] | 2023-11-13 22:13 | 2023-11-13 22:13
6 |  | 1-4D02 | ethernet-0/4 | Connected |  | PP-D | SW-01 | RACK-04 | RACK-04 | Mini-usine | Mini-usine | Bureau principal | Bureau principal | [7 empty] | 2023-11-13 22:14 | 2023-11-13 22:14
7 |  | 1-4D03 | ethernet-0/6 | Connected |  | PP-D | SW-01 | RACK-04 | RACK-04 | Mini-usine | Mini-usine | Bureau principal | Bureau principal | [7 empty] | 2023-11-13 22:15 | 2023-11-13 22:15
8 |  | 1-4D04 | ethernet-0/8 | Connected |  | PP-D | SW-01 | RACK-04 | RACK-04 | Mini-usine | Mini-usine | Bureau principal | Bureau principal | [7 empty] | 2023-11-13 22:15 | 2023-11-13 22:15
9 |  | 1-4D05 | ethernet-0/10 | Connected |  | PP-D | SW-01 | RACK-04 | RACK-04 | Mini-usine | Mini-usine | Bureau principal | Bureau principal | [7 empty] | 2023-11-13 22:16 | 2023-11-13 22:16
10 |  | 1-4D06 | ethernet-0/12 | Connected |  | PP-D | SW-01 | RACK-04 | RACK-04 | Mini-usine | Mini-usine | Bureau principal | Bureau principal | [7 empty] | 2023-11-13 22:17 | 2023-11-13 22:17
11 |  | 1-4D07 | ethernet-0/14 | Connected |  | PP-D | SW-01 | RACK-04 | RACK-04 | Mini-usine | Mini-usine | Bureau principal | Bureau principal | [7 empty] | 2023-11-13 22:17 | 2023-11-13 22:17
12 |  | 1-4D08 | ethernet-0/16 | Connected |  | PP-D | SW-01 | RACK-04 | RACK-04 | Mini-usine | Mini-usine | Bureau principal | Bureau principal | [7 empty] | 2023-11-13 22:18 | 2023-11-13 22:18
13 |  | 1-4D09 | ethernet-0/18 | Connected |  | PP-D | SW-01 | RACK-04 | RACK-04 | Mini-usine | Mini-usine | Bureau principal | Bureau principal | [7 empty] | 2023-11-13 22:18 | 2023-11-13 22:18
14 |  | 1-4D10 | FastEthernet1/14 | Connected |  | PP-D | SW-04 | RACK-04 | RACK-04 | Mini-usine | Mini-usine | Bureau principal | Bureau principal | [7 empty] | 2023-11-13 22:19 | 2024-01-23 21:19
15 |  | 1-4D11 | FastEthernet1/15 | Connected |  | PP-D | SW-04 | RACK-04 | RACK-04 | Mini-usine | Mini-usine | Bureau principal | Bureau principal | [7 empty] | 2023-11-13 22:19 | 2024-01-23 21:20
16 |  | 1-4D12 | FastEthernet1/16 | Connected |  | PP-D | SW-04 | RACK-04 | RACK-04 | Mini-usine | Mini-usine | Bureau principal | Bureau principal | [7 empty] | 2023-11-13 22:20 | 2024-01-23 21:20
18 |  | FastEthernet1/1 | 1-4A01 | Connected |  | SW-04 | PP-A | RACK-04 | RACK-04 | Mini-usine | Mini-usine | Bureau principal | Bureau principal | [7 empty] | 2023-11-30 15:55 | 2023-11-30 15:55
19 |  | 1-4A01 | Ethernet IP module | Connected |  | PP-A | PLC-02 | RACK-04 |  | Mini-usine | Mini-usine | Bureau principal | Bureau principal | [7 empty] | 2023-11-30 15:58 | 2023-11-30 15:58
20 |  | FastEthernet1/2 | 1-4A03 | Connected |  | SW-04 | PP-A | RACK-04 | RACK-04 | Mini-usine | Mini-usine | Bureau principal | Bureau principal | [7 empty] | 2023-11-30 16:01 | 2023-11-30 16:01
21 |  | FastEthernet1/3 | 1-4A05 | Connected |  | SW-04 | PP-A | RACK-04 | RACK-04 | Mini-usine | Mini-usine | Bureau principal | Bureau principal | [7 empty] | 2023-11-30 16:04 | 2023-11-30 16:04
22 |  | 1-4A05 | eth0 | Connected |  | PP-A | PLC-03 | RACK-04 |  | Mini-usine | Mini-usine | Bureau principal | Bureau principal | [7 empty] | 2023-11-30 16:08 | 2023-11-30 16:08
24 |  | FastEthernet1/5 | 1-4A08 | Connected |  | SW-04 | PP-A | RACK-04 | RACK-04 | Mini-usine | Mini-usine | Bureau principal | Bureau principal | [7 empty] | 2023-11-30 16:16 | 2023-11-30 16:16
25 |  | FastEthernet1/4 | 1-4A07 | Connected |  | SW-04 | PP-A | RACK-04 | RACK-04 | Mini-usine | Mini-usine | Bureau principal | Bureau principal | [7 empty] | 2023-11-30 16:17 | 2023-11-30 16:17
26 |  | FastEthernet1/8 | 1-4A12 | Connected |  | SW-04 | PP-A | RACK-04 | RACK-04 | Mini-usine | Mini-usine | Bureau principal | Bureau principal | [7 empty] | 2023-11-30 16:32 | 2023-11-30 16:32
27 |  | FastEthernet1/6 | 1-4A09 | Connected |  | SW-04 | PP-A | RACK-04 | RACK-04 | Mini-usine | Mini-usine | Bureau principal | Bureau principal | [7 empty] | 2023-11-30 16:45 | 2023-11-30 16:45
28 |  | FastEthernet1/7 | 1-4A11 | Connected |  | SW-04 | PP-A | RACK-04 | RACK-04 | Mini-usine | Mini-usine | Bureau principal | Bureau principal | [7 empty] | 2023-11-30 16:57 | 2023-11-30 16:57
29 |  | 1-4A09 | Ethernet IP module | Connected |  | PP-A | PLC-01 | RACK-04 |  | Mini-usine | Mini-usine | Bureau principal | Bureau principal | [7 empty] | 2023-11-30 17:00 | 2023-11-30 17:00
30 |  | FastEthernet1/9 | 1-4B01 | Connected |  | SW-04 | PP-B | RACK-04 | RACK-04 | Mini-usine | Mini-usine | Bureau principal | Bureau principal | [7 empty] | 2023-11-30 17:14 | 2023-11-30 17:14
31 |  | FastEthernet1/12 | 1-4B04 | Connected |  | SW-04 | PP-B | RACK-04 | RACK-04 | Mini-usine | Mini-usine | Bureau principal | Bureau principal | [7 empty] | 2023-11-30 17:15 | 2023-11-30 17:15
32 |  | FastEthernet1/11 | 1-4B03 | Connected |  | SW-04 | PP-B | RACK-04 | RACK-04 | Mini-usine | Mini-usine | Bureau principal | Bureau principal | [7 empty] | 2023-11-30 17:30 | 2023-11-30 17:30
33 |  | FastEthernet1/10 | 1-4B02 | Connected |  | SW-04 | PP-B | RACK-04 | RACK-04 | Mini-usine | Mini-usine | Bureau principal | Bureau principal | [7 empty] | 2023-11-30 18:39 | 2023-11-30 18:39
34 |  | FastEthernet1/13 | 1-4B10 | Connected |  | SW-04 | PP-B | RACK-04 | RACK-04 | Mini-usine | Mini-usine | Bureau principal | Bureau principal | [7 empty] | 2023-11-30 19:48 | 2023-11-30 19:48
37 |  | FastEthernet1/1 | 1-4A13 | Connected |  | SW-03 | PP-A | RACK-04 | RACK-04 | Mini-usine | Mini-usine | Bureau principal | Bureau principal | [7 empty] | 2023-12-01 15:06 | 2023-12-01 15:06
38 |  | FastEthernet1/2 | 1-4A15 | Connected |  | SW-03 | PP-A | RACK-04 | RACK-04 | Mini-usine | Mini-usine | Bureau principal | Bureau principal | [7 empty] | 2023-12-01 15:19 | 2023-12-01 15:19
39 |  | FastEthernet1/3 | 1-4A17 | Connected |  | SW-03 | PP-A | RACK-04 | RACK-04 | Mini-usine | Mini-usine | Bureau principal | Bureau principal | [7 empty] | 2023-12-01 15:32 | 2023-12-01 15:32
40 |  | FastEthernet1/4 | 1-4A19 | Connected |  | SW-03 | PP-A | RACK-04 | RACK-04 | Mini-usine | Mini-usine | Bureau principal | Bureau principal | [7 empty] | 2023-12-01 15:44 | 2023-12-01 15:44
41 |  | eth0 | 1-4A20 | Connected |  | HMI-01 | PP-A |  | RACK-04 | Mini-usine | Mini-usine | Bureau principal | Bureau principal | [7 empty] | 2023-12-01 15:49 | 2023-12-01 15:49
42 |  | FastEthernet1/5 | 1-4A20 | Connected |  | SW-03 | PP-A | RACK-04 | RACK-04 | Mini-usine | Mini-usine | Bureau principal | Bureau principal | [7 empty] | 2023-12-01 15:52 | 2023-12-01 15:52
43 |  | FastEthernet1/6 | 1-4A21 | Connected |  | SW-03 | PP-A | RACK-04 | RACK-04 | Mini-usine | Mini-usine | Bureau principal | Bureau principal | [7 empty] | 2023-12-01 15:55 | 2023-12-01 15:55
44 |  | FastEthernet1/7 | 1-4A23 | Connected |  | SW-03 | PP-A | RACK-04 | RACK-04 | Mini-usine | Mini-usine | Bureau principal | Bureau principal | [7 empty] | 2023-12-01 16:05 | 2023-12-01 16:05
45 |  | FastEthernet1/8 | 1-4A24 | Connected |  | SW-03 | PP-A | RACK-04 | RACK-04 | Mini-usine | Mini-usine | Bureau principal | Bureau principal | [7 empty] | 2023-12-01 16:05 | 2023-12-01 16:05
46 |  | FastEthernet1/9 | 1-4B13 | Connected |  | SW-03 | PP-B | RACK-04 | RACK-04 | Mini-usine | Mini-usine | Bureau principal | Bureau principal | [7 empty] | 2023-12-01 16:21 | 2023-12-01 16:21
47 |  | FastEthernet1/10 | 1-4B15 | Connected |  | SW-03 | PP-B | RACK-04 | RACK-04 | Mini-usine | Mini-usine | Bureau principal | Bureau principal | [7 empty] | 2023-12-01 16:28 | 2023-12-01 16:28
48 |  | ROBOT-01-ETH0 | 1-4B15 | Connected |  | ROBOT-01 | PP-B |  | RACK-04 | Mini-usine | Mini-usine | Bureau principal | Bureau principal | [7 empty] | 2023-12-01 16:31 | 2023-12-01 16:31
49 |  | 1-4B24 | eth0 | Connected |  | PP-B | DRIVE-05 | RACK-04 |  | Mini-usine | Mini-usine | Bureau principal | Bureau principal | [7 empty] | 2023-12-01 16:48 | 2023-12-01 16:48
50 |  | FastEthernet1/11 | 1-4B17 | Connected |  | SW-03 | PP-B | RACK-04 | RACK-04 | Mini-usine | Mini-usine | Bureau principal | Bureau principal | [7 empty] | 2023-12-01 16:58 | 2023-12-01 16:58
52 |  | FastEthernet1/13 | 1-4B20 | Connected |  | SW-03 | PP-B | RACK-04 | RACK-04 | Mini-usine | Mini-usine | Bureau principal | Bureau principal | [7 empty] | 2023-12-01 17:16 | 2023-12-01 17:16
53 |  | FastEthernet1/14 | 1-4B21 | Connected |  | SW-03 | PP-B | RACK-04 | RACK-04 | Mini-usine | Mini-usine | Bureau principal | Bureau principal | [7 empty] | 2023-12-01 17:20 | 2023-12-01 17:20
54 |  | FastEthernet1/15 | 1-4B23 | Connected |  | SW-03 | PP-B | RACK-04 | RACK-04 | Mini-usine | Mini-usine | Bureau principal | Bureau principal | [7 empty] | 2023-12-01 17:30 | 2023-12-01 17:30
55 |  | FastEthernet1/16 | 1-4B24 | Connected |  | SW-03 | PP-B | RACK-04 | RACK-04 | Mini-usine | Mini-usine | Bureau principal | Bureau principal | [7 empty] | 2023-12-01 18:30 | 2023-12-01 18:30
56 |  | eth0 | 1-4C15 | Connected |  | CAM-06 | PP-C |  | RACK-04 |  | Mini-usine | Bureau principal | Bureau principal | [7 empty] | 2023-12-11 15:51 | 2023-12-11 15:51
57 |  | eth0 | 1-4C19 | Connected |  | CAM-01 | PP-C |  | RACK-04 |  | Mini-usine | Bureau principal | Bureau principal | [7 empty] | 2023-12-11 19:08 | 2023-12-11 19:08
58 |  | ethernet-0/10 | 1-4B05 | Connected |  | SW-02 | PP-B | RACK-04 | RACK-04 | Mini-usine | Mini-usine | Bureau principal | Bureau principal | [7 empty] | 2023-12-11 20:03 | 2023-12-11 20:03
59 |  | ethernet-0/12 | 1-4B06 | Connected |  | SW-02 | PP-B | RACK-04 | RACK-04 | Mini-usine | Mini-usine | Bureau principal | Bureau principal | [7 empty] | 2023-12-11 20:04 | 2023-12-11 20:04
60 |  | ethernet-0/14 | 1-4B07 | Connected |  | SW-02 | PP-B | RACK-04 | RACK-04 | Mini-usine | Mini-usine | Bureau principal | Bureau principal | [7 empty] | 2023-12-11 20:04 | 2023-12-11 20:04
61 |  | ethernet-0/16 | 1-4B08 | Connected |  | SW-02 | PP-B | RACK-04 | RACK-04 | Mini-usine | Mini-usine | Bureau principal | Bureau principal | [7 empty] | 2023-12-11 20:04 | 2023-12-11 20:04
62 |  | ethernet-0/18 | 1-4B09 | Connected |  | SW-02 | PP-B | RACK-04 | RACK-04 | Mini-usine | Mini-usine | Bureau principal | Bureau principal | [7 empty] | 2023-12-11 20:05 | 2023-12-11 20:05
63 |  | ethernet-0/7 | 1-4C04 | Connected |  | SW-01 | PP-C | RACK-04 | RACK-04 | Mini-usine | Mini-usine | Bureau principal | Bureau principal | [7 empty] | 2023-12-11 20:10 | 2023-12-11 20:10
64 |  | ethernet-0/9 | 1-4C05 | Connected |  | SW-01 | PP-C | RACK-04 | RACK-04 | Mini-usine | Mini-usine | Bureau principal | Bureau principal | [7 empty] | 2023-12-11 20:10 | 2023-12-11 20:10
65 |  | ethernet-0/11 | 1-4C06 | Connected |  | SW-01 | PP-C | RACK-04 | RACK-04 | Mini-usine | Mini-usine | Bureau principal | Bureau principal | [7 empty] | 2023-12-11 20:11 | 2023-12-11 20:11
66 |  | ethernet-0/13 | 1-4C07 | Connected |  | SW-01 | PP-C | RACK-04 | RACK-04 | Mini-usine | Mini-usine | Bureau principal | Bureau principal | [7 empty] | 2023-12-11 20:11 | 2023-12-11 20:11
67 |  | ethernet-0/15 | 1-4C08 | Connected |  | SW-01 | PP-C | RACK-04 | RACK-04 | Mini-usine | Mini-usine | Bureau principal | Bureau principal | [7 empty] | 2023-12-11 20:12 | 2023-12-11 20:12
68 |  | ethernet-0/17 | 1-4C09 | Connected |  | SW-01 | PP-C | RACK-04 | RACK-04 | Mini-usine | Mini-usine | Bureau principal | Bureau principal | [7 empty] | 2023-12-11 20:13 | 2023-12-11 20:13
69 |  | ethernet-0/19 | 1-4C10 | Connected |  | SW-01 | PP-C | RACK-04 | RACK-04 | Mini-usine | Mini-usine | Bureau principal | Bureau principal | [7 empty] | 2023-12-11 20:13 | 2023-12-11 20:13
70 |  | ethernet-0/21 | 1-4C11 | Connected |  | SW-01 | PP-C | RACK-04 | RACK-04 | Mini-usine | Mini-usine | Bureau principal | Bureau principal | [7 empty] | 2023-12-11 20:14 | 2023-12-11 20:14
71 |  | ethernet-0/23 | 1-4C12 | Connected |  | SW-01 | PP-C | RACK-04 | RACK-04 | Mini-usine | Mini-usine | Bureau principal | Bureau principal | [7 empty] | 2023-12-11 20:14 | 2023-12-11 20:14
72 |  | ethernet-0/25 | 1-4C13 | Connected |  | SW-01 | PP-C | RACK-04 | RACK-04 | Mini-usine | Mini-usine | Bureau principal | Bureau principal | [7 empty] | 2023-12-11 20:15 | 2023-12-11 20:15
73 |  | ethernet-0/27 | 1-4C14 | Connected |  | SW-01 | PP-C | RACK-04 | RACK-04 | Mini-usine | Mini-usine | Bureau principal | Bureau principal | [7 empty] | 2023-12-11 20:15 | 2023-12-11 20:15
74 |  | ethernet-0/29 | 1-4C15 | Connected |  | SW-01 | PP-C | RACK-04 | RACK-04 | Mini-usine | Mini-usine | Bureau principal | Bureau principal | [7 empty] | 2023-12-11 20:16 | 2023-12-11 20:16
75 |  | ethernet-0/31 | 1-4C16 | Connected |  | SW-01 | PP-C | RACK-04 | RACK-04 | Mini-usine | Mini-usine | Bureau principal | Bureau principal | [7 empty] | 2023-12-11 20:16 | 2023-12-11 20:16
76 |  | ethernet-0/33 | 1-4C17 | Connected |  | SW-01 | PP-C | RACK-04 | RACK-04 | Mini-usine | Mini-usine | Bureau principal | Bureau principal | [7 empty] | 2023-12-11 20:17 | 2023-12-11 20:17
77 |  | ethernet-0/35 | 1-4C18 | Connected |  | SW-01 | PP-C | RACK-04 | RACK-04 | Mini-usine | Mini-usine | Bureau principal | Bureau principal | [7 empty] | 2023-12-11 20:18 | 2023-12-11 20:18
78 |  | ethernet-0/37 | 1-4C19 | Connected |  | SW-01 | PP-C | RACK-04 | RACK-04 | Mini-usine | Mini-usine | Bureau principal | Bureau principal | [7 empty] | 2023-12-11 20:18 | 2023-12-11 20:18
79 |  | ethernet-0/39 | 1-4C20 | Connected |  | SW-01 | PP-C | RACK-04 | RACK-04 | Mini-usine | Mini-usine | Bureau principal | Bureau principal | [7 empty] | 2023-12-11 20:19 | 2023-12-11 20:19
80 |  | ethernet-0/41 | 1-4C21 | Connected |  | SW-01 | PP-C | RACK-04 | RACK-04 | Mini-usine | Mini-usine | Bureau principal | Bureau principal | [7 empty] | 2023-12-11 20:19 | 2023-12-11 20:19
81 |  | ethernet-0/43 | 1-4C22 | Connected |  | SW-01 | PP-C | RACK-04 | RACK-04 | Mini-usine | Mini-usine | Bureau principal | Bureau principal | [7 empty] | 2023-12-11 20:20 | 2023-12-11 20:20
82 |  | ethernet-0/45 | 1-4C23 | Connected |  | SW-01 | PP-C | RACK-04 | RACK-04 | Mini-usine | Mini-usine | Bureau principal | Bureau principal | [7 empty] | 2023-12-11 20:20 | 2023-12-11 20:20
83 |  | ethernet-0/47 | 1-4C24 | Connected |  | SW-01 | PP-C | RACK-04 | RACK-04 | Mini-usine | Mini-usine | Bureau principal | Bureau principal | [7 empty] | 2023-12-11 20:21 | 2023-12-11 20:21
84 |  | ethernet-0/48 | AP-01-LAN0 | Connected |  | SW-01 | AP-01 | RACK-04 |  | Mini-usine | Mini-usine | Bureau principal | Bureau principal | [7 empty] | 2023-12-11 20:29 | 2023-12-11 20:29
86 |  | ethernet-0/46 | MGMT | Connected |  | SW-01 | SRV-01 | RACK-04 | RACK-04 | Mini-usine | Mini-usine | Bureau principal | Bureau principal | [7 empty] | 2023-12-11 21:23 | 2023-12-11 21:23
87 |  | PC-05-ETH0 | 1-4C06 | Connected |  | PC-05 | PP-C |  | RACK-04 | Mini-usine | Mini-usine | Bureau principal | Bureau principal | [7 empty] | 2024-01-16 21:30 | 2024-01-16 21:31
88 |  | eth0 | 1-4B09 | Connected |  | PC-04 | PP-B |  | RACK-04 | Mini-usine | Mini-usine | Bureau principal | Bureau principal | [7 empty] | 2024-01-16 21:53 | 2024-01-16 21:53
89 |  | 1-4D10 | eth0 | Connected |  | PP-D | CNC-02 | RACK-04 |  | Mini-usine | Mini-usine | Bureau principal | Bureau principal | [7 empty] | 2024-01-23 20:01 | 2024-01-23 20:01
90 |  | eth0 | 1-4D11 | Connected |  | ADAPT-02 | PP-D |  | RACK-04 | Mini-usine | Mini-usine | Bureau principal | Bureau principal | [7 empty] | 2024-01-23 20:12 | 2024-01-23 20:12
91 |  | eth0 | 1-4D13 | Connected |  | ADAPT-01 | PP-D |  | RACK-04 | Mini-usine | Mini-usine | Bureau principal | Bureau principal | [7 empty] | 2024-01-23 20:24 | 2024-01-23 20:24
92 |  | eth0 | 1-4D12 | Connected |  | CNC-03 | PP-D |  | RACK-04 | Mini-usine | Mini-usine | Bureau principal | Bureau principal | [7 empty] | 2024-01-23 20:26 | 2024-01-23 20:26
93 |  | FastEthernet1/12 | 1-4D13 | Connected |  | SW-03 | PP-D | RACK-04 | RACK-04 | Mini-usine | Mini-usine | Bureau principal | Bureau principal | [7 empty] | 2024-01-23 21:34 | 2024-01-23 21:34
94 |  | 1-4A08 | lan1 | Connected |  | PP-A | GTW-04 | RACK-04 |  | Mini-usine | Mini-usine | Bureau principal | Bureau principal | [7 empty] | 2024-01-24 18:27 | 2024-01-24 18:27
95 |  | 1-4A19 | eth0 | Connected |  | PP-A | ROBOT-02 | RACK-04 |  | Mini-usine | Mini-usine | Bureau principal | Bureau principal | [7 empty] | 2024-01-24 18:30 | 2024-01-24 18:30
96 |  | 1-4A21 | eth0 | Connected |  | PP-A | CAM-09 | RACK-04 |  | Mini-usine | Mini-usine | Bureau principal | Bureau principal | [7 empty] | 2024-01-24 18:30 | 2024-01-24 18:30
97 |  | 1-4B05 | eth0 | Connected |  | PP-B | PC-01 | RACK-04 |  | Mini-usine | Mini-usine | Bureau principal | Bureau principal | [7 empty] | 2024-01-24 18:35 | 2024-01-24 18:35
98 |  | 1-4B06 | eth0 | Connected |  | PP-B | PC-03 | RACK-04 |  | Mini-usine | Mini-usine | Bureau principal | Bureau principal | [7 empty] | 2024-01-24 18:36 | 2024-01-24 18:36
99 |  | 1-4B08 | eth0 | Connected |  | PP-B | PC-02 | RACK-04 |  | Mini-usine | Mini-usine | Bureau principal | Bureau principal | [7 empty] | 2024-01-24 18:36 | 2024-01-24 18:36
100 |  | 1-4C04 | eth0 | Connected |  | PP-C | PC-07 | RACK-04 |  | Mini-usine |  | Bureau principal | Bureau principal | [7 empty] | 2024-01-24 18:57 | 2024-01-24 18:57
101 |  | 1-4C05 | 3DPRT-01-eth0 | Connected |  | PP-C | 3DPRT-01 | RACK-04 |  | Mini-usine | Mini-usine | Bureau principal | Bureau principal | [7 empty] | 2024-01-24 18:58 | 2024-01-24 18:58
102 |  | 1-4C18 | eth0 | Connected |  | PP-C | CNC-01 | RACK-04 |  | Mini-usine | Mini-usine | Bureau principal | Bureau principal | [7 empty] | 2024-01-24 19:02 | 2024-01-24 19:02
103 |  | 1-4C16 | eth0 | Connected |  | PP-C | CAM-07 | RACK-04 |  | Mini-usine |  | Bureau principal | Bureau principal | [7 empty] | 2024-01-24 19:05 | 2024-01-24 19:05
104 |  | 1-4C17 | eth0 | Connected |  | PP-C | CAM-03 | RACK-04 |  | Mini-usine |  | Bureau principal | Bureau principal | [7 empty] | 2024-01-24 19:06 | 2024-01-24 19:06
105 |  | 1-4D05 | eth0 | Connected |  | PP-D | PC-08 | RACK-04 |  | Mini-usine | Cellule de fabrication de pointe | Bureau principal | Bureau principal | [7 empty] | 2024-01-24 19:19 | 2024-01-24 19:19
107 |  | 1-4B17 | ROBOT-03-ETH0 | Connected | CAT6 | PP-B | ROBOT-03 | RACK-04 |  | Mini-usine | Mini-usine | Bureau principal | Bureau principal | [7 empty] | 2024-03-05 18:14 | 2024-03-05 18:14
108 |  | ethernet-0/38 | GTW-06-ETH0 | Connected | CAT6 | SW-01 | GTW-06 | RACK-04 | RACK-04 | Mini-usine | Mini-usine | Bureau principal | Bureau principal | [7 empty] | 2024-04-24 20:27 | 2024-04-24 20:27
109 |  | ethernet-0/42 | MGMT | Connected |  | SW-01 | SRV-02 | RACK-04 | RACK-04 | Mini-usine | Mini-usine | Bureau principal | Bureau principal | [7 empty] | 2025-01-17 14:38 | 2025-01-17 14:38
110 |  | vmnic0 | ethernet-0/40 | Connected |  | SRV-02 | SW-01 | RACK-04 | RACK-04 | Mini-usine | Mini-usine | Bureau principal | Bureau principal | [7 empty] | 2025-01-17 14:47 | 2025-01-17 14:47
111 |  | vmnic1 | ethernet-0/20 | Connected |  | SRV-02 | SW-01 | RACK-04 | RACK-04 | Mini-usine | Mini-usine | Bureau principal | Bureau principal | [7 empty] | 2025-01-17 14:48 | 2025-01-17 14:48